## horticulture
Qualified Product List | Product ID | Manufacturer | Brand | Product Name | Model Number | Technical Requirements Version | DLC Family Code | Parent | Controlled Environment | Lighting Scheme (Position) | Lighting Scheme (Use Case) | Input Power Type | Fixture Maximum Ambient Temp | Width | Height | Diameter | Warranty | Length | Notes | Date Qualified | Date Delisted | Category | Reported Minimum Input Voltage | Reported Maximum Input Voltage | Spectrally Tunable | Dimmable | Reported Photosynthetic Photon Efficacy (400-700nm) | Reported Photosynthetic Photon Flux (400-700nm) | Reported Minimum Photosynthetic Photon Flux | Reported Default Photosynthetic Photon Flux | Reported Photon Flux Blue (400-500nm) | Reported Photon Flux Green (500-600nm) | Reported Photon Flux Red (600-700nm) | Reported Photon Flux Far Red (700-800nm) | Reported Photon Flux (280-800nm) | Reported Photon Efficacy (280-800nm) | Reported DC Photosynthetic Photon Efficacy (400-700nm) | Reported AC-Derated Photosynthetic Photon Efficacy (400-700nm) | Reported DC Photon Efficacy (280-800nm) | Reported AC-Derated Photon Efficacy (280-800nm) | Reported Beam Angle | Reported Field Angle | Tested Photosynthetic Photon Efficacy (400-700nm) | Tested Photosynthetic Photon Flux (400-700nm) | Tested Photon Flux Blue (400-500nm) | Tested Photon Flux Green (500-600nm) | Tested Photon Flux Red (600-700nm) | Tested Photon Flux Far Red (700-800nm) | Tested Photon Flux (280-800nm) | Tested Photon Efficacy (280-800nm) | Tested DC Photosynthetic Photon Efficacy (400-700nm) | Tested DC Photon Efficacy (280-800nm) | Reported Input Wattage | Reported Default Input Wattage | Reported Minimum Input Wattage | Reported Power Factor | Reported Total Harmonic Distortion | Reported DC Input Current | Reported AC-Derated Input Wattage | Power source loading percentage | Cabling loss example | Tested Input Wattage | Tested Voltage for Minimum Efficacy | Tested Power Factor | Tested Total Harmonic Distortion | Tested DC Input Current | Dimming and Control Method to the Product | Integral Control Capability | Connector or Transmission Hardware | 0-10V ANSI C137.1 (8V) | 0-10V ANSI C137.1 (9V) | 0-10V IEC60929 Annex E | 0-10V Other Protocol | Phase Cut (Forward Phase) | Phase Cut (Reverse Phase) | DALI | DALI-2 | Power Over Ethernet | Ethernet TCP/IP | Ethernet Proprietary | Other Wired Dimming and Control Method to the Product | Zigbee 3.0 | Zigbee - Manufacturer Specific | Bluetooth Sig MESH and MMDL Layers | Bluetooth - Manufacturer Specific | Wi-Fi | EnOcean | Other Wireless Dimming and Control Method to the Product | RJ-11 | RJ-12 | RJ-14 | RJ-45 | USB | Flying Leads | Terminal Block | Other Wired Connector or Transmission Hardware | Wireless Radio | Infrared Receiver | Other Wireless Connector or Transmission Hardware | Dim to Off | Energy Monitoring | Manual Dimming | Actively Cooling Presence | Minimum Allowable Inlet Fluid Temperature | Maximum Allowable Inlet Fluid Temperature | Self-protect cut off temperature | Solution Concentration Restrictions | Tested Average Inlet Fluid Temp from LM-79 testing | Tested Maximum Inlet Fluid Temp from LM-79 testing | Tested Average Outlet Fluid Temperature | Tested Maximum Outlet Fluid Temperature | Tested Average Flow Rate from LM-79 Testing | Tested Maximum Flow Rate from LM-79 Testing | Tested Average Inlet Fluid Temp from ISTMT Testing | Tested Maximum Inlet Fluid Temp from ISTMT Testing | Tested Average Flow Rate from ISTMT Testing | Tested Maximum Flow rate from ISTMT Testing | Base Type | UL Type | Intended Mounting | Fan Presence | Effective Date
Horticultural | H-18NF26 | JumpLights | JumpLights | Catalyst 260 | CA260-277 | 3 | PPPUFU |  | Indoor (Non-stacked), Indoor (Stacked), Greenhouse | Intra-canopy | Supplemental | AC | 40 | 3 | 4 |  | 5 | 80.4 in |  | 2024-11-27 |  | Horticultural Lighting Fixture | 240 | 277 | No | TRUE | 2.47 | 666 | 0 | 666 | 150 | 287 | 228 | 13 | 680 | 2.52 | [16 empty] | 269.7 | 269.7 | 2.2 | 0.95 | 8.6 | [9 empty] | 0-10V IEC60929 Annex E | Dim to Off | M12 Waterproof connector |  |  | TRUE |  |  |  | No | [19 empty] | M12 Waterproof connector |  |  |  | TRUE | No | [20 empty] | 2024-11-27
Horticultural | H-1CJ2YW | ILUMINAR Lighting | ILUMINAR LIGHTING |  | IL-L340FS | 3 | PPPUFN | TRUE | Indoor (Non-stacked), Indoor (Stacked) | Top light | Sole-Source, Supplemental | AC | 35 | 43.31 | 2.95 |  | 5 | 43.2 in |  | 2024-12-05 |  | Horticultural Lighting Fixture | 100 | 277 | No | TRUE | 2.88 | 1038 | 103.8 | 1038 | 179 | 465 | 395 | 20 | [8 empty] | 2.88 | 1038 | 179 | 464 | 395 | 20 |  |  |  |  | 340 | 340 | 34 | 0.97 | 6.6 |  |  |  |  | 360.5 | 100 | 0.973 | 6.6 |  | 0-10V IEC60929 Annex E | No | Flying Leads |  |  | TRUE |  |  |  | No | [17 empty] | TRUE | [6 empty] | No | [20 empty] | 2024-12-05
Horticultural | H-1CM96Z | Hawthorne Gardening Company | Agrolux | WEGA Plus | HGC906440 | 3 | RRRYLP | TRUE | Indoor (Non-stacked), Greenhouse | Top light, NA | Sole-Source, Supplemental | AC | 35 | 10.63 | 4.72 |  | 5 | 24.0 in |  | 2024-12-19 |  | Horticultural Lighting Fixture | 347 | 400 | No | TRUE | 3.31 | 2536 | 0 | 2536.3 | 132 | 141 | 2266 | 153 | [8 empty] | 3.31 | 2536 | 132 | 141 | 2266 | 153 |  |  |  |  | 765 | 765.3 | <2W | 0.952 | 12 |  |  |  |  | 765.3 | 347 | 0.952 | 12 |  | 0-10V Other Protocol, Power Line Communication (PLC) to 0-10V with internal controller, NA | Dim to Off | Power Inlet - Signal over power line., NA |  |  |  | TRUE |  |  | No |  |  |  |  | Power Line Communication (PLC) to 0-10V with internal controller | [6 empty] | NA | [7 empty] | Power Inlet - Signal over power line. |  |  | NA | TRUE | No | [20 empty] | 2024-12-19
Horticultural | H-1LFR7W | Grow Pros Solutions | GROW PROS SOLUTIONS |  | GPS-GH800 | 3 | UUUVWX | TRUE | Indoor (Non-stacked), Indoor (Stacked), Greenhouse | Top light | Sole-Source, Supplemental | AC | 40 | 5.32 | 6.71 |  | 5 | 39.6 in |  | 2024-11-26 |  | Horticultural Lighting Fixture | 120 | 277 | No | TRUE | 3.21 | 2347 | 234.7 | 2347 | 550 | 881 | 918 | 32 | [8 empty] | 3.21 | 2347 | 550 | 881 | 918 | 32 |  |  |  |  | 800 | 800 | 80 | 0.97 | 8.2 |  |  |  |  | 731.09 | 120 | 0.996 | 8.2 |  | 0-10V IEC60929 Annex E | Dim to Off | RJ-12 |  |  | TRUE |  |  |  | No | [13 empty] | TRUE | [9 empty] | TRUE | No | [20 empty] | 2024-11-26
Horticultural | H-2GYTFG | HortiBest | HortiBest | JF-1500 Grow Light | JF-450A FIF | 3 | UUUVXL | TRUE | Indoor (Non-stacked) | Top light | Sole-Source | AC | 40 | 13.82 | 4.37 |  | 5 | 33.6 in |  | 2024-12-18 |  | Horticultural Lighting Fixture | 200 | 277 | No | TRUE | 3.2 | 1450 | 0 | 1450 | 234 | 444 | 773 | 75 | [8 empty] | 3.2 | 1450 | 234 | 444 | 773 | 75 |  |  |  |  | 450 | 450 | 0 | 0.961 | 9.4 |  |  |  |  | 453.2 | 200.08 | 0.961 | 9.4 |  | 0-10V ANSI C137.1 (8V), 0-10V ANSI C137.1 (9V) | Dim to Off, Manual Dimming | RJ-14 | TRUE | TRUE |  |  |  |  | No | [14 empty] | TRUE | [8 empty] | TRUE | No | TRUE | [19 empty] | 2024-12-18
Horticultural | H-3CKCWZ | HortiBest | HortiBest | OG3-1300 Grow Light | OC-H-240A FIF | 3 | UUUVXM | TRUE | Indoor (Non-stacked) | Top light | Sole-Source | AC | 45 | 34.8 | 2.28 |  | 5 | 48.0 in |  | 2024-12-18 |  | Horticultural Lighting Fixture | 200 | 277 | No | TRUE | 3.09 | 751 | 0 | 750.9 | 106 | 220 | 425 | 50 | [8 empty] | 3.09 | 751 | 106 | 220 | 425 | 50 |  |  |  |  | 240 | 240 | 0 | 0.934 | 5.4 |  |  |  |  | 242.9 | 200 | 0.934 | 5.4 |  | 0-10V ANSI C137.1 (8V), 0-10V ANSI C137.1 (9V) | Dim to Off, Manual Dimming | RJ-14 | TRUE | TRUE |  |  |  |  | No | [14 empty] | TRUE | [8 empty] | TRUE | No | TRUE | [19 empty] | 2024-12-18
Horticultural | H-6Q40KP | California LightWorks | California LightWorks |  | SolarXtreme 820W | 3 | RRRYLI | TRUE | Indoor (Non-stacked), Indoor (Stacked), Greenhouse | Top light | Supplemental | AC | 40 | 43.8 | 1.89 |  | 5 | 44.4 in |  | 2024-12-05 |  | Horticultural Lighting Fixture | 120 | 277 | No | TRUE | 2.94 | 2364 | 480 | 2364 | 443 | 885 | 1038 | 37 | [8 empty] | 2.94 | 2364 | 443 | 885 | 1038 | 37 |  |  |  |  | 820 | 820 | 160 | 0.983 | 4.2 |  |  |  |  | 803.3 | 120 | 0.983 | 4.2 |  | 0-10V Other Protocol | Manual Dimming | RJ-12 |  |  |  | TRUE |  |  | No | [13 empty] | TRUE | [10 empty] | No | TRUE | [19 empty] | 2024-12-05
Horticultural | H-70KCV8 | Hawthorne Gardening Company | Agrolux | WEGA Plus | HGC906501 | 3 | RRRYLP | TRUE | Indoor (Non-stacked), Greenhouse | Top light, NA | Sole-Source, Supplemental | AC | 35 | 10.63 | 4.72 |  | 5 | 24.0 in |  | 2024-12-19 |  | Horticultural Lighting Fixture | 347 | 400 | No | TRUE | 3.27 | 2470 | 0 | 2470.4 | 128 | 141 | 2204 | 150 | [8 empty] | 3.27 | 2470 | 128 | 141 | 2204 | 150 |  |  |  |  | 756 | 755.6 | <2W | 0.953 | 11 |  |  |  |  | 755.6 | 347 | 0.953 | 11.1 |  | 0-10V Other Protocol, Power Line Communication (PLC) to 0-10V with internal controller, NA | Dim to Off | Power Inlet - Signal over power line., NA |  |  |  | TRUE |  |  | No |  |  |  |  | Power Line Communication (PLC) to 0-10V with internal controller | [6 empty] | NA | [7 empty] | Power Inlet - Signal over power line. |  |  | NA | TRUE | No | [20 empty] | 2024-12-19
Horticultural | H-7X1KZV | JumpLights | JumpLights | Prism 340 | PR340-277 | 3 | PPPUFU |  | Indoor (Non-stacked), Greenhouse | Top light | Supplemental | AC | 40 | 3 | 4 |  | 5 | 80.4 in |  | 2024-11-27 |  | Horticultural Lighting Fixture | 240 | 277 | No | TRUE | 2.4 | 829 | 0 | 828 | 189 | 357 | 282 | 16 | 847 | 2.45 | [16 empty] | 345.7 | 345.7 | 2.2 | 0.97 | 7.1 | [9 empty] | 0-10V IEC60929 Annex E | Dim to Off | M12 Waterproof connector |  |  | TRUE |  |  |  | No | [19 empty] | M12 Waterproof connector |  |  |  | TRUE | No | [20 empty] | 2024-11-27
Horticultural | H-83J7SG | ILUMINAR Lighting | ILUMINAR LIGHTING |  | IL-L1030FS | 3 | PPPUFP | TRUE | Indoor (Non-stacked), Indoor (Stacked) | Top light | Sole-Source, Supplemental | AC | 35 | 43.31 | 2.95 |  | 5 | 43.2 in |  | 2024-12-05 |  | Horticultural Lighting Fixture | 100 | 277 | No | TRUE | 3.12 | 3446 | 345 | 3446 | 641 | 1196 | 1611 | 54 | [8 empty] | 3.12 | 3446 | 641 | 1196 | 1611 | 54 |  |  |  |  | 1030 | 1030 | 103 | 0.97 | 4.6 |  |  |  |  | 1104.5 | 100 | 0.978 | 4.6 |  | 0-10V IEC60929 Annex E | No | Flying Leads |  |  | TRUE |  |  |  | No | [17 empty] | TRUE | [6 empty] | No | [20 empty] | 2024-12-05
Horticultural | H-94S106 | BLOOM LIGHT LLC | BLOOM LIGHT | BL1200 Pro | BL1200 Pro | 3 | PPPUFQ | TRUE | Indoor (Non-stacked) | Top light, Intra-canopy | Sole-Source | AC | 40 | 42.52 | 2.87 |  | 5 | 69.6 in |  | 2024-11-29 |  | Horticultural Lighting Fixture | 200 | 277 | No | TRUE | 2.72 | 3239 | 0 | 3239 | 635 | 1286 | 1317 | 117 | [8 empty] | 2.72 | 3239 | 635 | 1286 | 1317 | 117 |  |  |  |  | 1193 | 1193 | 0 | 0.981 | 3.5 |  |  |  |  | 1193 | 277 | 0.981 | 3.5 |  | 0-10V ANSI C137.1 (9V) | Dim to Off | RJ-12 |  | TRUE |  |  |  |  | No | [13 empty] | TRUE | [9 empty] | TRUE | No | [20 empty] | 2024-11-29
Horticultural | H-9PMZR8 | Grower’s Choice | Grower's Choice |  | Under canopy light | 3 | UUUVXC | TRUE | Indoor (Non-stacked) | Intra-canopy | Supplemental | AC | 40 | 3.55 | 3.21 |  | 5 | 44.4 in |  | 2024-12-10 |  | Horticultural Lighting Fixture | 120 | 277 | No | TRUE | 3.07 | 371 | 37.1 | 371.1 | 50 | 95 | 226 | 4 | [8 empty] | 3.07 | 371 | 50 | 95 | 226 | 4 |  |  |  |  | 120 | 120 | 12 | 0.95 | 10.1 |  |  |  |  | 120.08 | 120 | 0.949 | 10.1 |  | 0-10V IEC60929 Annex E | Dim to Off | Flying Leads |  |  | TRUE |  |  |  | No | [17 empty] | TRUE | [5 empty] | TRUE | No | [20 empty] | 2024-12-10
Horticultural | H-BH6QFF | JumpLights | JumpLights | Catalyst 340 | CA340-277 | 3 | PPPUFU |  | Indoor (Non-stacked), Indoor (Stacked), Greenhouse | Intra-canopy | Supplemental | AC | 40 | 3 | 4 |  | 5 | 80.4 in |  | 2024-11-27 |  | Horticultural Lighting Fixture | 240 | 277 | No | TRUE | 2.4 | 829 | 0 | 828 | 189 | 357 | 282 | 16 | 847 | 2.45 | [16 empty] | 345.7 | 345.7 | 2.2 | 0.97 | 7.1 | [9 empty] | 0-10V IEC60929 Annex E | Dim to Off | M12 Waterproof connector |  |  | TRUE |  |  |  | No | [19 empty] | M12 Waterproof connector |  |  |  | TRUE | No | [20 empty] | 2024-11-27
Horticultural | H-BVHP72 | Grow Pros Solutions | GROW PROS SOLUTIONS |  | GPS-UCL4-150W-RED | 3 | UUUVWZ | TRUE | Indoor (Non-stacked), Indoor (Stacked), Greenhouse | Top light | Sole-Source, Supplemental | AC | 40 | 3.69 | 2.76 |  | 5 | 44.4 in |  | 2024-11-26 |  | Horticultural Lighting Fixture | 120 | 277 | Yes | TRUE | 3.02 | 423 | 42.3 | 422.7 | 37 | 90 | 296 | 82 | [8 empty] | 3.02 | 423 | 37 | 90 | 296 | 82 |  |  |  |  | 150 | 150 | 15 | 0.92 | 8.1 |  |  |  |  | 139.96 | 120 | 0.925 | 8.1 |  | 0-10V IEC60929 Annex E | Dim to Off | RJ-12 |  |  | TRUE |  |  |  | No | [13 empty] | TRUE | [9 empty] | TRUE | No | [20 empty] | 2024-11-26
Horticultural | H-C4M4F5 | Grow Pros Solutions | GROW PROS SOLUTIONS |  | GPS-GH1000 | 3 | UUUVXA | TRUE | Indoor (Non-stacked), Indoor (Stacked), Greenhouse | Top light | Sole-Source, Supplemental | AC | 40 | 5.32 | 6.71 |  | 5 | 45.6 in |  | 2024-11-27 |  | Horticultural Lighting Fixture | 120 | 277 | Yes | TRUE | 3.22 | 2914 | 291.4 | 2914 | 506 | 806 | 1604 | 40 | [8 empty] | 3.22 | 2914 | 506 | 806 | 1604 | 40 |  |  |  |  | 1000 | 1000 | 100 | 0.97 | 8.6 |  |  |  |  | 905 | 120 | 0.972 | 8.6 |  | 0-10V IEC60929 Annex E | Dim to Off | RJ-12 |  |  | TRUE |  |  |  | No | [13 empty] | TRUE | [9 empty] | TRUE | No | [20 empty] | 2024-11-27
Horticultural | H-C8BCNR | JumpLights | JumpLights | Prism Mini | PR170-M-480 | 3 | PPPUFU | TRUE | Indoor (Non-stacked), Greenhouse | Top light | Supplemental | AC | 40 | 3 | 4 |  | 5 | 40.8 in |  | 2024-11-27 |  | Horticultural Lighting Fixture | 240 | 480 | No | TRUE | 2.32 | 394 | 0 | 394 | 90 | 169 | 134 | 8 | 403 | 2.4 | [6 empty] | 2.3 | 394 | 90 | 169 | 134 | 8 | 403 | 2.4 |  |  | 169.9 | 169.9 | 1.6 | 0.989 | 10.1 |  |  |  |  | 169.944 | 240 | 0.934 | 17.4 |  | 0-10V IEC60929 Annex E | Dim to Off | M12 Waterproof connector |  |  | TRUE |  |  |  | No | [19 empty] | M12 Waterproof connector |  |  |  | TRUE | No | [20 empty] | 2024-11-27
Horticultural | H-C8GJ92 | Shenzhen Grandyield Technology Co., Ltd | Kingrowleds |  | KZ120W[27,34]AXDYY | 3 | UUUVXN | TRUE | Indoor (Non-stacked) | Intra-canopy | Supplemental | AC | 40 | 3.55 | 3.21 |  | 5 | 44.4 in |  | 2024-12-18 |  | Horticultural Lighting Fixture | 120 | 347 | No | TRUE | 2.82 | 340 | 34 | 340.2 | 40 | 113 | 188 | 7 | [8 empty] | 2.82 | 340 | 40 | 113 | 188 | 7 |  |  |  |  | 120 | 120 | 12 | 0.95 | 13.7 |  |  |  |  | 120.8 | 120 | 0.948 | 10.1 |  | 0-10V IEC60929 Annex E | Dim to Off | Flying Leads |  |  | TRUE |  |  |  | No | [17 empty] | TRUE | [5 empty] | TRUE | No | [20 empty] | 2024-12-18
Horticultural | H-C9NM0H | Shenzhen Andy photoelectric technology Co., LTD | ANDY | 1200W LED GROW LIGHT-FOLDABLE | AD12-1200-2A1-180 | 3 | RRRYLL |  | Indoor (Non-stacked), Indoor (Stacked), Greenhouse | Top light | Sole-Source, Supplemental | AC | 45 | 43.54 | 2.56 |  | 5 | 70.8 in |  | 2024-12-12 |  | Horticultural Lighting Fixture | 120 | 277 | No | TRUE | 2.96 | 3812 | 381 | 3812 | 688 | 1317 | 1809 | 192 | [18 empty] | 1200 | 1200 | 120 | 0.968 | 11.6 | [9 empty] | 0-10V IEC60929 Annex E | No | RJ-45 |  |  | TRUE |  |  |  | No | [15 empty] | TRUE | [8 empty] | No | [20 empty] | 2024-12-12
Horticultural | H-CLWP5H | California LightWorks | California LightWorks |  | SolarXtreme 640W | 3 | RRRYLJ | TRUE | Indoor (Non-stacked), Indoor (Stacked), Greenhouse | Top light | Supplemental | AC | 40 | 43.8 | 1.89 |  | 5 | 44.4 in |  | 2024-12-05 |  | Horticultural Lighting Fixture | 120 | 277 | No | TRUE | 2.89 | 1793 | 360 | 1793 | 332 | 671 | 791 | 28 | [8 empty] | 2.88 | 1793 | 332 | 671 | 791 | 28 |  |  |  |  | 640 | 640 | 120 | 0.975 | 5.4 |  |  |  |  | 620.6 | 120 | 0.975 | 5.4 |  | 0-10V Other Protocol | Manual Dimming | RJ-12 |  |  |  | TRUE |  |  | No | [13 empty] | TRUE | [10 empty] | No | TRUE | [19 empty] | 2024-12-05
Horticultural | H-CX4K2M | HortiBest | HortiBest | OF6-2600 Grow Light | OF-6-680PA FIF | 3 | RRRYLS | TRUE | Indoor (Non-stacked) | Top light | Sole-Source | AC | 45 | 48.03 | 2.28 |  | 5 | 48.0 in |  | 2024-12-20 |  | Horticultural Lighting Fixture | 200 | 277 | No | TRUE | 3.05 | 2073 | 0 | 2073 | 288 | 610 | 1177 | 171 | [8 empty] | 3.05 | 2073 | 288 | 610 | 1177 | 171 |  |  |  |  | 680 | 680 | 0 | 0.934 | 7.6 |  |  |  |  | 679.5 | 200 | 0.934 | 7.6 |  | 0-10V ANSI C137.1 (8V), 0-10V ANSI C137.1 (9V) | Dim to Off, Manual Dimming | RJ-14 | TRUE | TRUE |  |  |  |  | No | [14 empty] | TRUE | [8 empty] | TRUE | No | TRUE | [19 empty] | 2024-12-20
Horticultural | H-DWGBKS | JumpLights | JumpLights | Catalyst 340 | CA340-480 | 3 | PPPUFU |  | Indoor (Non-stacked), Indoor (Stacked), Greenhouse | Intra-canopy | Supplemental | AC | 40 | 3 | 4 |  | 5 | 80.4 in |  | 2024-11-27 |  | Horticultural Lighting Fixture | 277 | 480 | No | TRUE | 2.4 | 829 | 0 | 828 | 189 | 357 | 282 | 16 | 847 | 2.45 | [16 empty] | 345.7 | 345.7 | 2.2 | 0.97 | 7.1 | [9 empty] | 0-10V IEC60929 Annex E | Dim to Off | M12 Waterproof connector |  |  | TRUE |  |  |  | No | [19 empty] | M12 Waterproof connector |  |  |  | TRUE | No | [20 empty] | 2024-11-27
Horticultural | H-F2VQDD | HortiBest | HortiBest | OG8-3900 Grow Light | OG-950PA FIX | 3 | RRRYLR | TRUE | Indoor (Non-stacked) | Top light | Sole-Source | AC | 45 | 48.03 | 2.76 |  | 5 | 48.0 in |  | 2024-12-20 |  | Horticultural Lighting Fixture | 120 | 277 | No | TRUE | 3.26 | 3101 | 0 | 3101 | 444 | 712 | 1946 | 171 | [8 empty] | 3.26 | 3101 | 444 | 712 | 1946 | 171 |  |  |  |  | 950 | 950 | 0 | 0.97 | 6.3 |  |  |  |  | 950.3 | 120 | 0.97 | 6.3 |  | 0-10V ANSI C137.1 (8V), 0-10V ANSI C137.1 (9V) | Dim to Off, Manual Dimming | RJ-14 | TRUE | TRUE |  |  |  |  | No | [14 empty] | TRUE | [8 empty] | TRUE | No | TRUE | [19 empty] | 2024-12-20
Horticultural | H-H5F1Z4 | JumpLights | JumpLights | Prism 340 | PR340-480 | 3 | PPPUFU |  | Indoor (Non-stacked), Greenhouse | Top light | Supplemental | AC | 40 | 3 | 4 |  | 5 | 80.4 in |  | 2024-11-27 |  | Horticultural Lighting Fixture | 277 | 480 | No | TRUE | 2.4 | 829 | 0 | 828 | 189 | 357 | 282 | 16 | 847 | 2.45 | [16 empty] | 345.7 | 345.7 | 2.2 | 0.97 | 7.1 | [9 empty] | 0-10V IEC60929 Annex E | Dim to Off | M12 Waterproof connector |  |  | TRUE |  |  |  | No | [19 empty] | M12 Waterproof connector |  |  |  | TRUE | No | [20 empty] | 2024-11-27
Horticultural | H-J9WWY8 | HortiBest | HortiBest | JF-3600 Grow Light | JF-880PA DBF | 3 | RRRYLT | TRUE | Indoor (Non-stacked) | Top light | Sole-Source | AC | 40 | 13.82 | 4.37 |  | 5 | 33.6 in |  | 2024-12-20 |  | Horticultural Lighting Fixture | 200 | 277 | No | TRUE | 3.3 | 2900 | 0 | 2900 | 370 | 437 | 2094 | 105 | [8 empty] | 3.3 | 2900 | 370 | 437 | 2094 | 105 |  |  |  |  | 880 | 880 | 0 | 0.969 | 6.7 |  |  |  |  | 880.2 | 200 | 0.969 | 6.7 |  | 0-10V ANSI C137.1 (8V), 0-10V ANSI C137.1 (9V) | Dim to Off, Manual Dimming | RJ-14 | TRUE | TRUE |  |  |  |  | No | [14 empty] | TRUE | [8 empty] | TRUE | No | TRUE | [19 empty] | 2024-12-20
Horticultural | H-JBFY4L | HortiBest | HortiBest | OF6L-3900 Grow Light | OF-6L-1000PA FIF | 3 | RRRYLQ | TRUE | Indoor (Non-stacked) | Top light | Sole-Source | AC | 40 | 47.95 | 2.87 |  | 5 | 70.8 in |  | 2024-12-20 |  | Horticultural Lighting Fixture | 200 | 277 | No | TRUE | 3.09 | 3047 | 0 | 3047 | 475 | 948 | 1626 | 209 | [8 empty] | 3.09 | 3047 | 475 | 948 | 1626 | 209 |  |  |  |  | 1000 | 1000 | 0 | 0.927 | 8.4 |  |  |  |  | 986 | 200 | 0.927 | 8.4 |  | 0-10V ANSI C137.1 (8V), 0-10V ANSI C137.1 (9V) | Dim to Off, Manual Dimming | RJ-14 | TRUE | TRUE |  |  |  |  | No | [14 empty] | TRUE | [8 empty] | TRUE | No | TRUE | [19 empty] | 2024-12-20
Horticultural | H-KQPJQ2 | FOHSE INC | FOHSE | Aries Pro 640W 480V | Aries Pro 640W 480V | 3 | IIIOVV | TRUE | Indoor (Non-stacked), Indoor (Stacked) | Top light, Intra-canopy | Sole-Source | AC | 45 | 32.51 | 5.22 |  | 5 | 33.6 in | This product is available with 2 additional spectral channels that are not published with this listing. For more information about these channels, please reach out to the manufacturer. | 2024-11-25 |  | Horticultural Lighting Fixture | 277 | 480 | Yes | TRUE | 2.84 | 1815 | 0 | 1814.9 | 293 | 681 | 844 | 43 | 1863 | 2.91 | [6 empty] | 2.69 | 1756 | 275 | 656 | 826 | 39 | 1796 | 2.75 |  |  | 640 | 640 | 0 | 0.978 | 8.6 |  |  |  |  | 654.06 | 277 | 0.978 | 8.6 |  | RS-485 | Dim to Off | RJ-12 | [6 empty] | No |  |  |  |  | RS-485 | [8 empty] | TRUE | [9 empty] | TRUE | No | [20 empty] | 2024-11-25
Horticultural | H-L6RBMG | LUMLUX CORP | Lumlux | LED Lighting | LFHN600T0WRD06 | 3 | PPPUFT | TRUE | Indoor (Non-stacked) | Top light | Sole-Source, Supplemental | AC | 25 | 44.08 | 2.93 |  | 5 | 42.0 in |  | 2024-12-04 |  | Horticultural Lighting Fixture | 120 | 277 | No | TRUE | 2.34 | 1442 | 0 | 1441.6 | 226 | 537 | 679 | 26 | [8 empty] | 2.34 | 1442 | 226 | 537 | 679 | 26 |  |  |  |  | 616.42 | 616.4 | 0 | 0.95 | 8.8 |  |  |  |  | 616.42 | 120 | 0.95 | 8.8 |  | 0-10V IEC60929 Annex E | Dim to Off, Manual Dimming | SIG IN |  |  | TRUE |  |  |  | No | [19 empty] | SIG IN |  |  |  | TRUE | No | TRUE | [19 empty] | 2024-12-04
Horticultural | H-MC9L1V | Hawthorne Gardening Company | Agrolux | WEGA Plus | HGC906499 | 3 | RRRYLP | TRUE | Indoor (Non-stacked), Greenhouse | Top light, NA | Sole-Source, Supplemental | AC | 35 | 10.63 | 4.72 |  | 5 | 24.0 in |  | 2024-12-19 |  | Horticultural Lighting Fixture | 347 | 400 | No | TRUE | 3.51 | 2650 | 0 | 2650.4 | 132 | 143 | 2378 | 19 | [8 empty] | 3.51 | 2650 | 131 | 143 | 2378 | 19 |  |  |  |  | 756 | 756.1 | <2W | 0.954 | 11 |  |  |  |  | 756.1 | 347 | 0.954 | 11 |  | 0-10V Other Protocol, Power Line Communication (PLC) to 0-10V with internal controller, NA | Dim to Off | Power Inlet - Signal over power line., NA |  |  |  | TRUE |  |  | No |  |  |  |  | Power Line Communication (PLC) to 0-10V with internal controller | [6 empty] | NA | [7 empty] | Power Inlet - Signal over power line. |  |  | NA | TRUE | No | [20 empty] | 2024-12-19
Horticultural | H-MDPP4T | Technical Consumer Products | TCP | HTM Series Horticulture Top Light | HTMUZDA3S1[Blank;All Controls] | 3 | UUUVXF | TRUE | Indoor (Non-stacked), Indoor (Stacked), Greenhouse | Top light, Intra-canopy | Supplemental | AC | 55 | 9.5 | 4.8 |  | 5 | 46.8 in |  | 2024-12-16 |  | Horticultural Lighting Fixture | 120 | 277 | No | TRUE | 2.73 | 639 | 30 | 639.4 | 123 | 237 | 280 | 14 | [8 empty] | 2.73 | 639 | 123 | 237 | 280 | 14 |  |  |  |  | 236 | 236 | 12 | 0.928 | 7.8 |  |  |  |  | 234.5 | 120 | 0.928 | 7.8 |  | 0-10V Other Protocol | No | Terminal Block |  |  |  | TRUE |  |  | No | [18 empty] | TRUE | [5 empty] | No | [20 empty] | 2024-12-16
Horticultural | H-MHJH9X | Shenzhen Andy photoelectric technology Co., LTD | ANDY | 1300W LED GROW LIGHT-FOLDABLE | AD10-1300-2A1-180 | 3 | RRRYLL |  | Indoor (Non-stacked), Indoor (Stacked), Greenhouse | Top light | Sole-Source, Supplemental | AC | 45 | 43.54 | 2.56 |  | 5 | 70.8 in |  | 2024-12-12 |  | Horticultural Lighting Fixture | 120 | 277 | No | TRUE | 3.02 | 4113 | 411 | 4113 | 749 | 1416 | 1950 | 206 | [18 empty] | 1300 | 1300 | 130 | 0.968 | 12.5 | [9 empty] | 0-10V IEC60929 Annex E | No | RJ-45 |  |  | TRUE |  |  |  | No | [15 empty] | TRUE | [8 empty] | No | [20 empty] | 2024-12-12
Horticultural | H-MZ2ZQG | ILUMINAR Lighting | ILUMINAR LIGHTING |  | IL-L630FS | 3 | PPPUFO | TRUE | Indoor (Non-stacked), Indoor (Stacked) | Top light | Sole-Source, Supplemental | AC | 35 | 43.31 | 2.95 |  | 5 | 43.2 in |  | 2024-12-05 |  | Horticultural Lighting Fixture | 100 | 277 | No | TRUE | 3.11 | 2099 | 209.9 | 2099 | 382 | 721 | 998 | 30 | [8 empty] | 3.11 | 2099 | 382 | 721 | 998 | 30 |  |  |  |  | 630 | 630 | 63 | 0.97 | 9 |  |  |  |  | 674.9 | 100 | 0.972 | 8.9 |  | 0-10V IEC60929 Annex E | No | Flying Leads |  |  | TRUE |  |  |  | No | [17 empty] | TRUE | [6 empty] | No | [20 empty] | 2024-12-05
Horticultural | H-N10BWN | ILUMINAR Lighting | ILUMINAR LIGHTING |  | IL-L700MS | 3 | PPPUFM | TRUE | Indoor (Non-stacked), Indoor (Stacked) | Top light | Sole-Source, Supplemental | AC | 40 | 43.31 | 2.95 |  | 5 | 43.2 in |  | 2024-12-03 |  | Horticultural Lighting Fixture | 100 | 277 | Yes | TRUE | 3.04 | 2298 | 230 | 2298 | 423 | 785 | 1091 | 100 | [8 empty] | 3.04 | 2298 | 423 | 785 | 1091 | 100 |  |  |  |  | 700 | 700 | 70 | 0.97 | 5.9 |  |  |  |  | 755.9 | 100 | 0.971 | 6.2 |  | 0-10V IEC60929 Annex E | Dim to Off | Flying Leads |  |  | TRUE |  |  |  | No | [17 empty] | TRUE | [5 empty] | TRUE | No | [20 empty] | 2024-12-03
Horticultural | H-N772X7 | Shenzhen Andy photoelectric technology Co., LTD | ANDY | 1500W LED GROW LIGHT-FOLDABLE | AD12-1500-3A1-240 | 3 | RRRYLL | TRUE | Indoor (Non-stacked), Indoor (Stacked), Greenhouse | Top light | Sole-Source, Supplemental | AC | 45 | 43.66 | 2.56 |  | 5 | 93.6 in |  | 2024-12-12 |  | Horticultural Lighting Fixture | 200 | 277 | No | TRUE | 2.52 | 3869 | 386.9 | 3869 | 699 | 1328 | 1844 | 199 | [8 empty] | 2.53 | 3869 | 699 | 1328 | 1844 | 199 |  |  |  |  | 1500 | 1500 | 150 | 0.989 | 6.4 |  |  |  |  | 1533 | 200 | 0.971 | 9.5 |  | 0-10V IEC60929 Annex E | No | RJ-45 |  |  | TRUE |  |  |  | No | [15 empty] | TRUE | [8 empty] | No | [20 empty] | 2024-12-12
Horticultural | H-NJY3NX | Shenzhen Grandyield Technology Co., Ltd | Kingrowleds |  | KZ160W[27,34]AXDYY | 3 | UUUVXN |  | Indoor (Non-stacked) | Intra-canopy | Supplemental | AC | 40 | 3.55 | 3.21 |  | 5 | 44.4 in |  | 2024-12-18 |  | Horticultural Lighting Fixture | 120 | 347 | No | TRUE | 2.82 | 452 | 45.2 | 452.1 | 57 | 156 | 240 | 10 | [18 empty] | 160 | 160 | 16 | 0.95 | 10.8 | [9 empty] | 0-10V IEC60929 Annex E | Dim to Off | Flying Leads |  |  | TRUE |  |  |  | No | [17 empty] | TRUE | [5 empty] | TRUE | No | [20 empty] | 2024-12-18
Horticultural | H-P64095 | Hawthorne Gardening Company | Agrolux | WEGA Max | HGC906446 | 3 | RRRYLG | TRUE | Indoor (Non-stacked), Greenhouse | Top light | Sole-Source, Supplemental | AC | 35 | 12.99 | 5.51 |  | 5 | 21.6 in |  | 2024-12-05 |  | Horticultural Lighting Fixture | 347 | 400 | No | TRUE | 3.55 | 3670 | 643.8 | 3670.3 | 172 | 196 | 3306 | 29 | [8 empty] | 3.55 | 3670 | 172 | 196 | 3306 | 29 |  |  |  |  | 1035 | 1035 | 165.3 | 0.952 | 11 |  |  |  |  | 1035 | 347 | 0.952 | 11.3 |  | 0-10V Other Protocol, PLC (Power Line Communication) to internal 0-10V Adapter, NA | No | RJ-45, Power inlet (PLC), NA |  |  |  | TRUE |  |  | No |  |  |  |  | PLC (Power Line Communication) to internal 0-10V Adapter | [6 empty] | NA |  |  |  | TRUE |  |  |  | Power inlet (PLC) |  |  | NA |  | No | [20 empty] | 2024-12-05
Horticultural | H-P8CD3W | Rayonled Lighting Systems Inc. | Rayon | UCB-120W-UV | UCB-120W-UV | 3 | UUUVXO | TRUE | Indoor (Non-stacked) | Top light, Intra-canopy | Sole-Source, Supplemental | AC | 40 | 3.31 | 3.35 |  | 5 | 46.8 in |  | 2024-12-19 |  | Horticultural Lighting Fixture | 120 | 277 | No | TRUE | 2.63 | 324 | 0 | 324 | 55 | 109 | 162 | 17 | [8 empty] | 2.63 | 324 | 55 | 109 | 162 | 17 |  |  |  |  | 123 | 123 | 0 | 0.92 | 12.4 |  |  |  |  | 123 | 120 | 0.92 | 2.4 |  | 0-10V IEC60929 Annex E | Dim to Off | RJ-11 |  |  | TRUE |  |  |  | No | [12 empty] | TRUE | [10 empty] | TRUE | No | [20 empty] | 2024-12-19
Horticultural | H-QC9GB4 | Grow Pros Solutions | GROW PROS SOLUTIONS |  | GPS-UCL4-300W-RED | 3 | UUUVWZ |  | Indoor (Non-stacked) | Top light | Sole-Source, Supplemental | AC | 40 | 3.69 | 2.76 |  | 5 | 92.4 in |  | 2024-11-26 |  | Horticultural Lighting Fixture | 120 | 277 | Yes | TRUE | 3.02 | 839 | 83.9 | 838.7 | 74 | 178 | 587 | 162 | [18 empty] | 300 | 300 | 30 | 0.96 | 4.3 | [9 empty] | 0-10V IEC60929 Annex E | Dim to Off | RJ-12 |  |  | TRUE |  |  |  | No | [13 empty] | TRUE | [9 empty] | TRUE | No | [20 empty] | 2024-11-26
Horticultural | H-QHLNZY | Best Lighting Products | CABAtech |  | CT141-640-BR40-ST | 3 | IIIOVU | TRUE | Indoor (Non-stacked), Greenhouse | Top light | Sole-Source, Supplemental | AC | 40 | 10.25 | 5.5 |  | 5 | 19.2 in |  | 2024-11-25 |  | Horticultural Lighting Fixture | 120 | 277 | Yes | TRUE | 2.6 | 1563 | 0 | 1563.1 | 280 | 633 | 650 | 35 | 1605 | 2.6 | [6 empty] | 2.6 | 1563 | 280 | 633 | 650 | 35 | 1605 | 2.6 |  |  | 606.58 | 606.58 | 0 | 0.9 | 4.8 |  |  |  |  | 606.582 | 120 | 0.979 | 8.7 |  | 0-10V IEC60929 Annex E, 0-10V ANSI C137.1 (9V) | Dim to Off, Manual Dimming | RJ-12 |  | TRUE | TRUE |  |  |  | No | [13 empty] | TRUE | [9 empty] | TRUE | No | TRUE | [17 empty] | Horizontal |  | 2024-11-25
Horticultural | H-R4YLY1 | FloraFlex Corp. | FloraFlex | Full Spectrum High PPE 900W LED grow light | FLL-91001 | 3 | PPPUFS | TRUE | Indoor (Non-stacked), Indoor (Stacked), Greenhouse | Top light, Intra-canopy | Sole-Source, Supplemental | AC | 35 | 40 | 2.76 |  | 5 | 39.6 in |  | 2024-12-06 |  | Horticultural Lighting Fixture | 120 | 277 | No | TRUE | 2.7 | 2513 | 251 | 2513 | 489 | 1015 | 1011 | 59 | [8 empty] | 2.7 | 2513 | 489 | 1015 | 1011 | 59 |  |  |  |  | 900 | 900 | 90 | 0.97 | 5.6 |  |  |  |  | 930.7 | 240 | 0.973 | 5.6 |  | 0-10V IEC60929 Annex E | Manual Dimming | RJ-12 |  |  | TRUE |  |  |  | No | [13 empty] | TRUE | [10 empty] | No | TRUE | [19 empty] | 2024-12-06
Horticultural | H-R5Q5X1 | Shenzhen Andy photoelectric technology Co., LTD | ANDY | 800W LED GROW LIGHT-FOLDABLE | AD8-800-2A1-110 | 3 | RRRYLL | TRUE | Indoor (Non-stacked), Indoor (Stacked), Greenhouse | Top light | Sole-Source, Supplemental | AC | 45 | 43.6 | 2.36 |  | 5 | 43.2 in |  | 2024-12-12 |  | Horticultural Lighting Fixture | 120 | 277 | No | TRUE | 2.63 | 2221 | 222 | 2221 | 389 | 764 | 1070 | 114 | [8 empty] | 2.63 | 2221 | 389 | 764 | 1070 | 114 |  |  |  |  | 800 | 800 | 80 | 0.977 | 5.7 |  |  |  |  | 845 | 120 | 0.977 | 5.7 |  | 0-10V IEC60929 Annex E | No | RJ-45 |  |  | TRUE |  |  |  | No | [15 empty] | TRUE | [8 empty] | No | [20 empty] | 2024-12-12
Horticultural | H-SMJJ0R | Grow Pros Solutions | GROW PROS SOLUTIONS |  | GPS-UCL3-300W | 3 | UUUVWY |  | Indoor (Non-stacked), Indoor (Stacked), Greenhouse | Top light | Sole-Source, Supplemental | AC | 40 | 3.69 | 2.76 |  | 5 | 92.4 in |  | 2024-11-26 |  | Horticultural Lighting Fixture | 120 | 277 | Yes | TRUE | 3.01 | 838 | 83.8 | 838.1 | 139 | 236 | 464 | 76 | [18 empty] | 300 | 300 | 30 | 0.94 | 8.8 | [9 empty] | 0-10V IEC60929 Annex E | Dim to Off | RJ-12 |  |  | TRUE |  |  |  | No | [13 empty] | TRUE | [9 empty] | TRUE | No | [20 empty] | 2024-11-26
Horticultural | H-SQN539 | FOHSE INC | FOHSE | A3i Pro 1500W 480V | A3i Pro 1500W 480V | 3 | IIIOVV |  | Indoor (Non-stacked), Indoor (Stacked) | Top light, Intra-canopy | Sole-Source | AC | 45 | 46.32 | 5.22 |  | 5 | 46.8 in | This product is available with 2 additional spectral channels that are not published with this listing. For more information about these channels, please reach out to the manufacturer. | 2024-11-25 |  | Horticultural Lighting Fixture | 277 | 480 | Yes | TRUE | 2.91 | 4359 | 0 | 4358.7 | 701 | 1588 | 2086 | 105 | 4486 | 2.99 | [16 empty] | 1500 | 1500 | 0 | 0.978 | 9.6 | [9 empty] | RS-485 | Dim to Off | RJ-12 | [6 empty] | No |  |  |  |  | RS-485 | [8 empty] | TRUE | [9 empty] | TRUE | No | [20 empty] | 2024-11-25
Horticultural | H-SQSK9S | ILUMINAR Lighting | ILUMINAR LIGHTING |  | IL-L1050MS | 3 | PPPUFM |  | Indoor (Non-stacked), Indoor (Stacked) | Top light | Sole-Source, Supplemental | AC | 40 | 43.31 | 2.95 |  | 5 | 43.2 in |  | 2024-12-03 |  | Horticultural Lighting Fixture | 100 | 277 | Yes | TRUE | 3.05 | 3483 | 348 | 3483 | 658 | 1190 | 16336 | 148 | [18 empty] | 1050 | 1050 | 105 | 0.97 | 5.9 | [9 empty] | 0-10V IEC60929 Annex E | Dim to Off | Flying Leads |  |  | TRUE |  |  |  | No | [17 empty] | TRUE | [5 empty] | TRUE | No | [20 empty] | 2024-12-03
Horticultural | H-T0BR9D | JumpLights | JumpLights | Catalyst 260 | CA260-480 | 3 | PPPUFU |  | Indoor (Non-stacked), Indoor (Stacked), Greenhouse | Intra-canopy | Supplemental | AC | 40 | 3 | 4 |  | 5 | 80.4 in |  | 2024-11-27 |  | Horticultural Lighting Fixture | 277 | 480 | No | TRUE | 2.47 | 666 | 0 | 666 | 150 | 287 | 228 | 13 | 680 | 2.52 | [16 empty] | 269.7 | 269.7 | 2.2 | 0.95 | 8.6 | [9 empty] | 0-10V IEC60929 Annex E | Dim to Off | M12 Waterproof connector |  |  | TRUE |  |  |  | No | [19 empty] | M12 Waterproof connector |  |  |  | TRUE | No | [20 empty] | 2024-11-27
Horticultural | H-V7Z1N0 | Grow Pros Solutions | GROW PROS SOLUTIONS |  | GPS-UCL3-150W | 3 | UUUVWY | TRUE | Indoor (Non-stacked), Indoor (Stacked), Greenhouse | Top light | Sole-Source, Supplemental | AC | 40 | 3.69 | 2.76 |  | 5 | 44.4 in |  | 2024-11-26 |  | Horticultural Lighting Fixture | 120 | 277 | Yes | TRUE | 3.01 | 419 | 41.9 | 418.8 | 69 | 118 | 232 | 38 | [8 empty] | 3.01 | 419 | 69 | 118 | 232 | 38 |  |  |  |  | 150 | 150 | 15 | 0.92 | 8.1 |  |  |  |  | 139.14 | 120 | 0.904 | 14.8 |  | 0-10V IEC60929 Annex E | Dim to Off | RJ-12 |  |  | TRUE |  |  |  | No | [13 empty] | TRUE | [9 empty] | TRUE | No | [20 empty] | 2024-11-26
Horticultural | H-VRG664 | Hawthorne Gardening Company | Agrolux | WEGA Plus | HGC906439 | 3 | RRRYLP |  | Indoor (Non-stacked), Greenhouse | Top light, NA | Sole-Source, Supplemental | AC | 35 | 10.63 | 4.72 |  | 5 | 24.0 in |  | 2024-12-19 |  | Horticultural Lighting Fixture | 347 | 400 | No | TRUE | 3.64 | 2741 | 0 | 2740.8 | 131 | 145 | 2467 | 27 | [18 empty] | 752 | 752.1 | <2W | 0.972 | 12 | [9 empty] | 0-10V Other Protocol, Power Line Communication (PLC) to 0-10V with internal controller, NA | Dim to Off | Power Inlet - Signal over power line., NA |  |  |  | TRUE |  |  | No |  |  |  |  | Power Line Communication (PLC) to 0-10V with internal controller | [6 empty] | NA | [7 empty] | Power Inlet - Signal over power line. |  |  | NA | TRUE | No | [20 empty] | 2024-12-19
Horticultural | H-W0MZJZ | Ningbo Smart Electronics Co., Ltd. | ESTTECH |  | EST-LED-600I pro | 3 | UUUVXQ | TRUE | Indoor (Stacked), Greenhouse | Top light, Intra-canopy | Sole-Source, Supplemental | AC | 40 | 43.2 | 3.12 |  | 5 | 48.0 in |  | 2024-12-20 |  | Horticultural Lighting Fixture | 110 | 277 | Yes | TRUE | 3.01 | 1936 | 110 | 1936 | 320 | 316 | 1300 | 17 | [8 empty] | 3.01 | 1936 | 320 | 316 | 1300 | 17 |  |  |  |  | 600 | 600 | 70 | 0.998 | 2 |  |  |  |  | 643.7 | 120 | 0.998 | 2.2 |  | 0-10V ANSI C137.1 (8V) | Dim to Off | RJ-45 | TRUE | [5 empty] | No | [15 empty] | TRUE | [7 empty] | TRUE | No | [20 empty] | 2024-12-20
Horticultural | H-Y6C4L2 | FloraFlex Corp. | FloraFlex | Full Spectrum High PPE 400W LED grow light | FLL-4501 | 3 | PPPUFR | TRUE | Indoor (Non-stacked), Indoor (Stacked), Greenhouse | Top light, Intra-canopy | Sole-Source, Supplemental | AC | 35 | 36 | 2.76 |  | 5 | 36.0 in |  | 2024-12-06 |  | Horticultural Lighting Fixture | 120 | 277 | No | TRUE | 2.7 | 1142 | 114 | 1142 | 214 | 463 | 465 | 27 | [8 empty] | 2.7 | 1142 | 214 | 463 | 465 | 27 |  |  |  |  | 400 | 400 | 40 | 0.98 | 4.9 |  |  |  |  | 422.9 | 240 | 0.98 | 4.9 |  | 0-10V IEC60929 Annex E | Manual Dimming | RJ-12 |  |  | TRUE |  |  |  | No | [13 empty] | TRUE | [10 empty] | No | TRUE | [19 empty] | 2024-12-06
Horticultural | H-YYT3TX | Visionaire Lighting | Rapidgrow | RPG-600 | RPG-600-RED-UNV-CBM-YH5-VWC-[CABLE OPTIONS: All options]-15’ CD-[FINISH: All options]-NP | 3 | PPPUFI | TRUE | Greenhouse | Top light | Supplemental | AC | 40 | 6.5 | 1.1 |  | 5 | 50.4 in |  | 2024-11-26 |  | Horticultural Lighting Fixture | 120 | 277 | No | TRUE | 3.11 | 1907 | 0 | 1906.9 | 3 | 4 | 1900 | 22 | 1929 | 3.11 | [6 empty] | 3.11 | 1907 | 3 | 4 | 1900 | 22 | 1929 | 3.14 |  |  | 613 | 600 | 0.5 | 0.998 | 5.1 |  |  |  |  | 613.9 | 120 | 0.988 | 8.1 |  | Wi-Fi | Dim to Off | Synapse EMB-S2-A | [6 empty] | No | [9 empty] | TRUE | [12 empty] | Synapse EMB-S2-A | TRUE | No | [20 empty] | 2024-11-26
Horticultural | H-ZQRD7H | FOHSE INC | FOHSE | Scorpio Pro 1000W 277V | Scorpio Pro 1000W 277V | 3 | IIIOVV |  | Indoor (Non-stacked), Indoor (Stacked) | Top light, Intra-canopy | Sole-Source | AC | 45 | 42.17 | 5.2 |  | 5 | 46.8 in | This product is available with 2 additional spectral channels that are not published with this listing. For more information about these channels, please reach out to the manufacturer. | 2024-11-25 |  | Horticultural Lighting Fixture | 240 | 277 | Yes | TRUE | 2.92 | 2917 | 0 | 2917.1 | 459 | 1092 | 1372 | 71 | 2998 | 3 | [16 empty] | 1000 | 1000 | 0 | 0.987 | 6.6 | [9 empty] | RS-485 | Dim to Off | RJ-12 | [6 empty] | No |  |  |  |  | RS-485 | [8 empty] | TRUE | [9 empty] | TRUE | No | [20 empty] | 2024-11-25
Horticultural | H-0TNCVL | Signify North America Corporation – Horti LED | Philips | GreenPower LED Toplighting Force | GPL TLF 3200 DRW_MB 347V 1.2D WB | 3 | RRRYBX |  | Indoor (Non-stacked), Indoor (Stacked), Greenhouse | Top light | Sole-Source, Supplemental | AC | 40 | 12.2 | 4.4 |  | 5 | 27.6 in |  | 2024-11-22 |  | Horticultural Lighting Fixture | 347 | 347 | No | TRUE | 3.2 | 3200 | 320 | 3200 | 352 | 176 | 2672 |  | 3200 | 3.2 | [16 empty] | 1000 | 1000 | 90.5 | 0.98 | 15 | [9 empty] | Power Line Communication, No | No | Mains Cable + Wieland Connector, No | [6 empty] | No |  |  |  |  | Power Line Communication | [6 empty] | No | [7 empty] | Mains Cable + Wieland Connector |  |  | No |  | No | [20 empty] | 2024-11-22
Horticultural | H-30ZVJL | Signify North America Corporation – Horti LED | Philips | GreenPower LED Toplighting Force | GPL TLF 3100 DRWFR_5 400V 1.2D SB | 3 | RRRYBX |  | Indoor (Non-stacked), Indoor (Stacked), Greenhouse | Top light | Sole-Source, Supplemental | AC | 40 | 12.2 | 4.4 |  | 5 | 27.6 in |  | 2024-11-22 |  | Horticultural Lighting Fixture | 400 | 400 | No | TRUE | 3.12 | 2961 | 310 | 2960.5 | 148 | 266 | 2546 | 140 | 3100 | 3.26 | [16 empty] | 950 | 950 | 90.2 | 0.98 | 15 | [9 empty] | Power Line Communication, No | No | Mains Cable + Wieland Connector, No | [6 empty] | No |  |  |  |  | Power Line Communication | [6 empty] | No | [7 empty] | Mains Cable + Wieland Connector |  |  | No |  | No | [20 empty] | 2024-11-22
Horticultural | H-3PGNYF | Signify North America Corporation – Horti LED | Philips | GreenPower LED Toplighting Force | GPL TLF 2100 DRW_VSN2 400V 1.2D SB | 3 | RRRYBX | TRUE | Indoor (Non-stacked), Indoor (Stacked), Greenhouse | Top light | Sole-Source, Supplemental | AC | 40 | 12.2 | 4.4 |  | 5 | 27.6 in |  | 2024-11-22 |  | Horticultural Lighting Fixture | 400 | 400 | No | TRUE | 2.66 | 2100 | 210 | 2100 | 420 | 756 | 924 |  | 2100 | 2.66 | [6 empty] | 2.58 | 2016 | 389 | 736 | 891 | 30 | 2047 | 2.62 |  |  | 790 | 790 | 78.9 | 0.98 | 15 |  |  |  |  | 782.1 | 400 | 0.99 | 9.8 |  | Power Line Communication, No | No | Mains Cable + Wieland Connector, No | [6 empty] | No |  |  |  |  | Power Line Communication | [6 empty] | No | [7 empty] | Mains Cable + Wieland Connector |  |  | No |  | No | [20 empty] | 2024-11-22
Horticultural | H-4SVQ9Z | Signify North America Corporation – Horti LED | Philips | GreenPower LED Toplighting Force | GPL TLF 3050 DRW2_LB 400V 1.2D SB | 3 | RRRYBX |  | Indoor (Non-stacked), Indoor (Stacked), Greenhouse | Top light | Sole-Source, Supplemental | AC | 40 | 12.2 | 4.4 |  | 5 | 27.6 in |  | 2024-11-22 |  | Horticultural Lighting Fixture | 400 | 400 | No | TRUE | 3.35 | 3050 | 305 | 3050 | 153 | 275 | 2623 |  | 3050 | 3.35 | [16 empty] | 910 | 910 | 89 | 0.98 | 15 | [9 empty] | Power Line Communication, No | No | Mains Cable + Wieland Connector, No | [6 empty] | No |  |  |  |  | Power Line Communication | [6 empty] | No | [7 empty] | Mains Cable + Wieland Connector |  |  | No |  | No | [20 empty] | 2024-11-22
Horticultural | H-5KULRY | Signify North America Corporation – Horti LED | Philips | GreenPower LED Toplighting Force | GPL TLF 3650 DRB_LB 277V 1.2D SB | 3 | RRRYBX |  | Indoor (Non-stacked), Indoor (Stacked), Greenhouse | Top light | Sole-Source, Supplemental | AC | 40 | 12.2 | 4.4 |  | 5 | 27.6 in |  | 2024-11-22 |  | Horticultural Lighting Fixture | 277 | 277 | No | TRUE | 3.51 | 3650 | 365 | 3650 | 201 |  | 3449 |  | 3650 | 3.51 | [16 empty] | 1040 | 1040 | 90.9 | 0.98 | 15 | [9 empty] | Power Line Communication, No | No | Mains Cable + Wieland Connector, No | [6 empty] | No |  |  |  |  | Power Line Communication | [6 empty] | No | [7 empty] | Mains Cable + Wieland Connector |  |  | No |  | No | [20 empty] | 2024-11-22
Horticultural | H-6FS1PM | Signify North America Corporation – Horti LED | Philips | GreenPower LED Toplighting Force | GPL TLF 2800 DRW_MB 400V 1.2D SB | 3 | RRRYBX |  | Indoor (Non-stacked), Indoor (Stacked), Greenhouse | Top light | Sole-Source, Supplemental | AC | 40 | 12.2 | 4.4 |  | 5 | 27.6 in |  | 2024-11-22 |  | Horticultural Lighting Fixture | 400 | 400 | No | TRUE | 3.41 | 2800 | 280 | 2800 | 308 | 154 | 2338 |  | 2800 | 3.41 | [16 empty] | 820 | 820 | 83 | 0.98 | 15 | [9 empty] | Power Line Communication, No | No | Mains Cable + Wieland Connector, No | [6 empty] | No |  |  |  |  | Power Line Communication | [6 empty] | No | [7 empty] | Mains Cable + Wieland Connector |  |  | No |  | No | [20 empty] | 2024-11-22
Horticultural | H-6ZWE9Y | Signify North America Corporation – Horti LED | Philips | GreenPower LED Toplighting Force | GPL TLF 2700 DRWFR_1 400V 1.2D WB | 3 | RRRYBX | TRUE | Indoor (Non-stacked), Indoor (Stacked), Greenhouse | Top light | Sole-Source, Supplemental | AC | 40 | 12.2 | 4.4 |  | 5 | 27.6 in |  | 2024-11-22 |  | Horticultural Lighting Fixture | 400 | 400 | No | TRUE | 3 | 2457 | 270 | 2457 | 123 | 221 | 2113 | 243 | 2700 | 3.29 | [6 empty] | 3 | 2425 | 116 | 220 | 2089 | 255 | 2681 | 3.32 |  |  | 820 | 820 | 81 | 0.98 | 15 |  |  |  |  | 807.2 | 400 | 0.98 | 12.8 |  | Power Line Communication, No | No | Mains Cable + Wieland Connector, No | [6 empty] | No |  |  |  |  | Power Line Communication | [6 empty] | No | [7 empty] | Mains Cable + Wieland Connector |  |  | No |  | No | [20 empty] | 2024-11-22
Horticultural | H-73WY2V | Signify North America Corporation – Horti LED | Philips | GreenPower LED Toplighting Force | GPL TLF 3600 DRB_LB 400V 1.2D WB | 3 | RRRYBX | TRUE | Indoor (Non-stacked), Indoor (Stacked), Greenhouse | Top light | Sole-Source, Supplemental | AC | 40 | 12.2 | 4.4 |  | 5 | 27.6 in |  | 2024-11-22 |  | Horticultural Lighting Fixture | 400 | 400 | No | TRUE | 3.46 | 3600 | 360 | 3600 | 198 |  | 3402 |  | 3600 | 3.46 | [6 empty] | 3.4 | 3543 | 180 | 3 | 3360 | 17 | 3560 | 3.41 |  |  | 1040 | 1040 | 96.5 | 0.98 | 15 |  |  |  |  | 1043.5 | 400 | 0.99 | 7.9 |  | Power Line Communication, No | No | Mains Cable + Wieland Connector, No | [6 empty] | No |  |  |  |  | Power Line Communication | [6 empty] | No | [7 empty] | Mains Cable + Wieland Connector |  |  | No |  | No | [20 empty] | 2024-11-22
Horticultural | H-743YMC | Signify North America Corporation – Horti LED | Philips | GreenPower LED Toplighting Force | GPL TLF 2750 DRWFR_5 400V 1.2D SB | 3 | RRRYBX |  | Indoor (Non-stacked), Indoor (Stacked), Greenhouse | Top light | Sole-Source, Supplemental | AC | 40 | 12.2 | 4.4 |  | 5 | 27.6 in |  | 2024-11-22 |  | Horticultural Lighting Fixture | 400 | 400 | No | TRUE | 3.2 | 2626 | 275 | 2626.3 | 131 | 236 | 2259 | 124 | 2750 | 3.35 | [16 empty] | 820 | 820 | 81.7 | 0.98 | 15 | [9 empty] | Power Line Communication, No | No | Mains Cable + Wieland Connector, No | [6 empty] | No |  |  |  |  | Power Line Communication | [6 empty] | No | [7 empty] | Mains Cable + Wieland Connector |  |  | No |  | No | [20 empty] | 2024-11-22
Horticultural | H-7GSHVZ | Signify North America Corporation – Horti LED | Philips | GreenPower LED Toplighting Force | GPL TLF 3100 DRWFR_1 400V 1.2D SB | 3 | RRRYBX |  | Indoor (Non-stacked), Indoor (Stacked), Greenhouse | Top light | Sole-Source, Supplemental | AC | 40 | 12.2 | 4.4 |  | 5 | 27.6 in |  | 2024-11-22 |  | Horticultural Lighting Fixture | 400 | 400 | No | TRUE | 2.97 | 2821 | 310 | 2821 | 141 | 254 | 2426 | 279 | 3100 | 3.26 | [16 empty] | 950 | 950 | 89.8 | 0.98 | 15 | [9 empty] | Power Line Communication, No | No | Mains Cable + Wieland Connector, No | [6 empty] | No |  |  |  |  | Power Line Communication | [6 empty] | No | [7 empty] | Mains Cable + Wieland Connector |  |  | No |  | No | [20 empty] | 2024-11-22
Horticultural | H-8NF9T7 | Sollum technologies | Sollum Technologies | SF-CSG | SF-06-HGH-CSG-347-QC | 3 | EAEGFP | TRUE | Indoor (Non-stacked), Greenhouse | Top light | Sole-Source, Supplemental | AC | 35 | 8.5 | 5 |  | 5 | 31.2 in |  | 2024-11-22 |  | Horticultural Lighting Fixture | 347 | 347 | Yes | TRUE | 2.69 | 2687 | 0 | 2687 | 318 | 750 | 1619 | 139 | 2826 | 2.83 | [6 empty] | 2.69 | 2687 | 318 | 750 | 1619 | 139 | 2826 | 2.83 |  |  | 998 | 998 | 5 | 0.986 | 7.2 |  |  |  |  | 997.81 | 347 | 0.982 | 7.5 |  | Yes, proprietary protocol | Energy Monitoring, Dim to Off | Yes, proprietary connector | [6 empty] | No |  |  |  |  | Yes, proprietary protocol | [14 empty] | Yes, proprietary connector |  |  |  | TRUE | Yes | [20 empty] | 2024-11-22
Horticultural | H-92JR6N | Sollum technologies | Sollum Technologies | SF-CSV | SF-06-STD-CSV-347-QC | 3 | EAEGFQ | TRUE | Indoor (Non-stacked), Greenhouse | Top light | Sole-Source, Supplemental | AC | 35 | 8.5 | 5 |  | 5 | 31.2 in |  | 2024-11-22 |  | Horticultural Lighting Fixture | 347 | 347 | Yes | TRUE | 3.22 | 2772 | 0 | 2772 | 129 | 238 | 2405 | 111 | 2883 | 3.35 | [6 empty] | 3.22 | 2772 | 129 | 238 | 2405 | 111 | 2883 | 3.35 |  |  | 861 | 861 | 5 | 0.982 | 7.7 |  |  |  |  | 860.57 | 347 | 0.982 | 9.7 |  | Yes, proprietary protocol | Energy Monitoring, Dim to Off | Yes, proprietary connector | [6 empty] | No |  |  |  |  | Yes, proprietary protocol | [14 empty] | Yes, proprietary connector |  |  |  | TRUE | Yes | [20 empty] | 2024-11-22
Horticultural | H-9FLEN3 | Signify North America Corporation – Horti LED | Philips | GreenPower LED Toplighting Force | GPL TLF 3000 DRWFR_1 347V 1.2D WB | 3 | RRRYBX |  | Indoor (Non-stacked), Indoor (Stacked), Greenhouse | Top light | Sole-Source, Supplemental | AC | 40 | 12.2 | 4.4 |  | 5 | 27.6 in |  | 2024-11-22 |  | Horticultural Lighting Fixture | 347 | 347 | No | TRUE | 2.87 | 2730 | 300 | 2730 | 137 | 246 | 2348 | 270 | 3000 | 3.16 | [16 empty] | 950 | 950 | 85.1 | 0.98 | 15 | [9 empty] | Power Line Communication, No | No | Mains Cable + Wieland Connector, No | [6 empty] | No |  |  |  |  | Power Line Communication | [6 empty] | No | [7 empty] | Mains Cable + Wieland Connector |  |  | No |  | No | [20 empty] | 2024-11-22
Horticultural | H-9MUANG | Signify North America Corporation – Horti LED | Philips | GreenPower LED Toplighting Force | GPL TLF 3600 DRB_LB 277V 1.2D WB | 3 | RRRYBX |  | Indoor (Non-stacked), Indoor (Stacked), Greenhouse | Top light | Sole-Source, Supplemental | AC | 40 | 12.2 | 4.4 |  | 5 | 27.6 in |  | 2024-11-22 |  | Horticultural Lighting Fixture | 277 | 277 | No | TRUE | 3.46 | 3600 | 360 | 3600 | 198 |  | 3402 |  | 3600 | 3.46 | [16 empty] | 1040 | 1040 | 91.1 | 0.98 | 15 | [9 empty] | Power Line Communication, No | No | Mains Cable + Wieland Connector, No | [6 empty] | No |  |  |  |  | Power Line Communication | [6 empty] | No | [7 empty] | Mains Cable + Wieland Connector |  |  | No |  | No | [20 empty] | 2024-11-22
Horticultural | H-9N7M1D | Signify North America Corporation – Horti LED | Philips | GreenPower LED Toplighting Force | GPL TLF 2800 DRW_LB 400V 1.2D SB | 3 | RRRYBX |  | Indoor (Non-stacked), Indoor (Stacked), Greenhouse | Top light | Sole-Source, Supplemental | AC | 40 | 12.2 | 4.4 |  | 5 | 27.6 in |  | 2024-11-22 |  | Horticultural Lighting Fixture | 400 | 400 | No | TRUE | 3.5 | 2800 | 280 | 2800 | 154 | 154 | 2492 |  | 2800 | 3.5 | [16 empty] | 800 | 800 | 80.4 | 0.98 | 15 | [9 empty] | Power Line Communication, No | No | Mains Cable + Wieland Connector, No | [6 empty] | No |  |  |  |  | Power Line Communication | [6 empty] | No | [7 empty] | Mains Cable + Wieland Connector |  |  | No |  | No | [20 empty] | 2024-11-22
Horticultural | H-BEQJMT | Signify North America Corporation – Horti LED | Philips | GreenPower LED Toplighting Force | GPL TLF 3100 DRWFR_1 277V 1.2D SB | 3 | RRRYBX |  | Indoor (Non-stacked), Indoor (Stacked), Greenhouse | Top light | Sole-Source, Supplemental | AC | 40 | 12.2 | 4.4 |  | 5 | 27.6 in |  | 2024-11-22 |  | Horticultural Lighting Fixture | 277 | 277 | No | TRUE | 2.97 | 2821 | 310 | 2821 | 141 | 254 | 2426 | 279 | 3100 | 3.26 | [16 empty] | 950 | 950 | 84.3 | 0.98 | 15 | [9 empty] | Power Line Communication, No | No | Mains Cable + Wieland Connector, No | [6 empty] | No |  |  |  |  | Power Line Communication | [6 empty] | No | [7 empty] | Mains Cable + Wieland Connector |  |  | No |  | No | [20 empty] | 2024-11-22
Horticultural | H-BHZ2D8 | Signify North America Corporation – Horti LED | Philips | GreenPower LED Toplighting Force | GPL TLF 3100 DRWFR_1 347V 1.2D SB | 3 | RRRYBX |  | Indoor (Non-stacked), Indoor (Stacked), Greenhouse | Top light | Sole-Source, Supplemental | AC | 40 | 12.2 | 4.4 |  | 5 | 27.6 in |  | 2024-11-22 |  | Horticultural Lighting Fixture | 347 | 347 | No | TRUE | 2.97 | 2821 | 310 | 2821 | 141 | 254 | 2426 | 279 | 3100 | 3.26 | [16 empty] | 950 | 950 | 86.4 | 0.98 | 15 | [9 empty] | Power Line Communication, No | No | Mains Cable + Wieland Connector, No | [6 empty] | No |  |  |  |  | Power Line Communication | [6 empty] | No | [7 empty] | Mains Cable + Wieland Connector |  |  | No |  | No | [20 empty] | 2024-11-22
Horticultural | H-BRN54T | FOHSE INC | FOHSE | Aries Pro 640W 277V | Aries Pro 640W 277V | 3 | IIIOVV | TRUE | Indoor (Non-stacked), Indoor (Stacked) | Top light, Intra-canopy | Sole-Source | AC | 45 | 32.51 | 5.22 |  | 5 | 33.6 in | This product is available with 2 additional spectral channels that are not published with this listing. For more information about these channels, please reach out to the manufacturer. | 2024-11-25 |  | Horticultural Lighting Fixture | 240 | 277 | Yes | TRUE | 2.92 | 1866 | 0 | 1865.8 | 304 | 699 | 867 | 45 | 1917 | 3 | [6 empty] | 2.67 | 1868 | [8 empty] | 640 | 640 | 0 | 0.976 | 7.3 |  |  |  |  | 699.97 | 240 |  |  |  | RS-485 | Dim to Off | RJ-12 | [6 empty] | No |  |  |  |  | RS-485 | [8 empty] | TRUE | [9 empty] | TRUE | No | [20 empty] | 2024-11-25
Horticultural | H-C74V5A | Signify North America Corporation – Horti LED | Philips | GreenPower LED Toplighting Force | GPL TLF 3250 DRW_MB 347V 1.2D SB | 3 | RRRYBX |  | Indoor (Non-stacked), Indoor (Stacked), Greenhouse | Top light | Sole-Source, Supplemental | AC | 40 | 12.2 | 4.4 |  | 5 | 27.6 in |  | 2024-11-22 |  | Horticultural Lighting Fixture | 347 | 347 | No | TRUE | 3.25 | 3250 | 325 | 3250 | 358 | 179 | 2714 |  | 3250 | 3.25 | [16 empty] | 1000 | 1000 | 90.5 | 0.98 | 15 | [9 empty] | Power Line Communication, No | No | Mains Cable + Wieland Connector, No | [6 empty] | No |  |  |  |  | Power Line Communication | [6 empty] | No | [7 empty] | Mains Cable + Wieland Connector |  |  | No |  | No | [20 empty] | 2024-11-22
Horticultural | H-CQS3MV | Signify North America Corporation – Horti LED | Philips | GreenPower LED Toplighting Force | GPL TLF 2500 DRW_EBW 277V 1.2D SB | 3 | RRRYBX |  | Indoor (Non-stacked), Indoor (Stacked), Greenhouse | Top light | Sole-Source, Supplemental | AC | 40 | 12.2 | 4.4 |  | 5 | 27.6 in |  | 2024-11-22 |  | Horticultural Lighting Fixture | 277 | 277 | No | TRUE | 2.98 | 2500 | 250 | 2500 | 475 | 500 | 1525 |  | 2500 | 2.98 | [16 empty] | 840 | 840 | 78.8 | 0.98 | 15 | [9 empty] | Power Line Communication, No | No | Mains Cable + Wieland Connector, No | [6 empty] | No |  |  |  |  | Power Line Communication | [6 empty] | No | [7 empty] | Mains Cable + Wieland Connector |  |  | No |  | No | [20 empty] | 2024-11-22
Horticultural | H-D82DVW | FOHSE INC | FOHSE | Scorpio Pro 1000W 480V | Scorpio Pro 1000W 480V | 3 | IIIOVV |  | Indoor (Non-stacked), Indoor (Stacked) | Top light, Intra-canopy | Sole-Source | AC | 45 | 42.17 | 5.2 |  | 5 | 46.8 in | This product is available with 2 additional spectral channels that are not published with this listing. For more information about these channels, please reach out to the manufacturer. | 2024-11-25 |  | Horticultural Lighting Fixture | 277 | 480 | Yes | TRUE | 2.85 | 2846 | 0 | 2846.3 | 456 | 1065 | 1325 | 73 | 2905 | 2.9 | [16 empty] | 1000 | 1000 | 0 | 0.987 | 6.6 | [9 empty] | RS-485 | Dim to Off | RJ-12 | [6 empty] | No |  |  |  |  | RS-485 | [8 empty] | TRUE | [9 empty] | TRUE | No | [20 empty] | 2024-11-25
Horticultural | H-DVCOMJ | Signify North America Corporation – Horti LED | Philips | GreenPower LED Toplighting Force | GPL TLF 2750 DRW_MB 400V 1.2D WB | 3 | RRRYBX | TRUE | Indoor (Non-stacked), Indoor (Stacked), Greenhouse | Top light | Sole-Source, Supplemental | AC | 40 | 12.2 | 4.4 |  | 5 | 27.6 in |  | 2024-11-22 |  | Horticultural Lighting Fixture | 400 | 400 | No | TRUE | 3.35 | 2750 | 275 | 2750 | 303 | 151 | 2296 |  | 2750 | 3.35 | [6 empty] | 3.32 | 2675 | 266 | 145 | 2264 | 13 | 2687 | 3.34 |  |  | 820 | 820 | 82.9 | 0.98 | 15 |  |  |  |  | 805.2 | 400 | 0.98 | 12.7 |  | Power Line Communication, No | No | Mains Cable + Wieland Connector, No | [6 empty] | No |  |  |  |  | Power Line Communication | [6 empty] | No | [7 empty] | Mains Cable + Wieland Connector |  |  | No |  | No | [20 empty] | 2024-11-22
Horticultural | H-FC6VP0 | Signify North America Corporation – Horti LED | Philips | GreenPower LED Toplighting Force | GPL TLF 3450 DRW_LB 400V 1.2D SB | 3 | RRRYBX |  | Indoor (Non-stacked), Indoor (Stacked), Greenhouse | Top light | Sole-Source, Supplemental | AC | 40 | 12.2 | 4.4 |  | 5 | 27.6 in |  | 2024-11-22 |  | Horticultural Lighting Fixture | 400 | 400 | No | TRUE | 3.38 | 3450 | 345 | 3450 | 190 | 190 | 3071 |  | 3450 | 3.38 | [16 empty] | 1020 | 1020 | 95.7 | 0.98 | 15 | [9 empty] | Power Line Communication, No | No | Mains Cable + Wieland Connector, No | [6 empty] | No |  |  |  |  | Power Line Communication | [6 empty] | No | [7 empty] | Mains Cable + Wieland Connector |  |  | No |  | No | [20 empty] | 2024-11-22
Horticultural | H-G12OV7 | Signify North America Corporation – Horti LED | Philips | GreenPower LED Toplighting Force | GPL TLF 3400 DRW_LB 347V 1.2D WB | 3 | RRRYBX |  | Indoor (Non-stacked), Indoor (Stacked), Greenhouse | Top light | Sole-Source, Supplemental | AC | 40 | 12.2 | 4.4 |  | 5 | 27.6 in |  | 2024-11-22 |  | Horticultural Lighting Fixture | 347 | 347 | No | TRUE | 3.33 | 3400 | 340 | 3400 | 187 | 187 | 3026 |  | 3400 | 3.33 | [16 empty] | 1020 | 1020 | 92.5 | 0.98 | 15 | [9 empty] | Power Line Communication, No | No | Mains Cable + Wieland Connector, No | [6 empty] | No |  |  |  |  | Power Line Communication | [6 empty] | No | [7 empty] | Mains Cable + Wieland Connector |  |  | No |  | No | [20 empty] | 2024-11-22
Horticultural | H-GWM4X6 | Signify North America Corporation – Horti LED | Philips | GreenPower LED Toplighting Force | GPL TLF 2750 DRWFR_1 400V 1.2D SB | 3 | RRRYBX |  | Indoor (Non-stacked), Indoor (Stacked), Greenhouse | Top light | Sole-Source, Supplemental | AC | 40 | 12.2 | 4.4 |  | 5 | 27.6 in |  | 2024-11-22 |  | Horticultural Lighting Fixture | 400 | 400 | No | TRUE | 3.05 | 2503 | 275 | 2502.5 | 125 | 225 | 2152 | 248 | 2750 | 3.35 | [16 empty] | 820 | 820 | 81.2 | 0.98 | 15 | [9 empty] | Power Line Communication, No | No | Mains Cable + Wieland Connector, No | [6 empty] | No |  |  |  |  | Power Line Communication | [6 empty] | No | [7 empty] | Mains Cable + Wieland Connector |  |  | No |  | No | [20 empty] | 2024-11-22
Horticultural | H-KRWZYX | Signify North America Corporation – Horti LED | Philips | GreenPower LED Toplighting Force | GPL TLF 2500 DRW_EBW 400V 1.2D SB | 3 | RRRYBX | TRUE | Indoor (Non-stacked), Indoor (Stacked), Greenhouse | Top light | Sole-Source, Supplemental | AC | 40 | 12.2 | 4.4 |  | 5 | 27.6 in |  | 2024-11-22 |  | Horticultural Lighting Fixture | 400 | 400 | No | TRUE | 2.98 | 2500 | 250 | 2500 | 475 | 500 | 1525 |  | 2500 | 2.98 | [6 empty] | 2.9 | 2396 | 471 | 466 | 1459 | 22 | 2419 | 2.93 |  |  | 840 | 840 | 83.5 | 0.98 | 15 |  |  |  |  | 827.1 | 400 | 0.99 | 8.1 |  | Power Line Communication, No | No | Mains Cable + Wieland Connector, No | [6 empty] | No |  |  |  |  | Power Line Communication | [6 empty] | No | [7 empty] | Mains Cable + Wieland Connector |  |  | No |  | No | [20 empty] | 2024-11-22
Horticultural | H-LF8QIG | Signify North America Corporation – Horti LED | Philips | GreenPower LED Toplighting Force | GPL TLF 2750 DRW_LB 400V 1.2D WB | 3 | RRRYBX | TRUE | Indoor (Non-stacked), Indoor (Stacked), Greenhouse | Top light | Sole-Source, Supplemental | AC | 40 | 12.2 | 4.4 |  | 5 | 27.6 in |  | 2024-11-22 |  | Horticultural Lighting Fixture | 400 | 400 | No | TRUE | 3.44 | 2750 | 275 | 2750 | 151 | 151 | 2448 |  | 2750 | 3.44 | [6 empty] | 3.46 | 2719 | 141 | 146 | 2432 | 12 | 2732 | 3.47 |  |  | 800 | 800 | 80.3 | 0.98 | 15 |  |  |  |  | 786.4 | 400 | 0.98 | 12.9 |  | Power Line Communication, No | No | Mains Cable + Wieland Connector, No | [6 empty] | No |  |  |  |  | Power Line Communication | [6 empty] | No | [7 empty] | Mains Cable + Wieland Connector |  |  | No |  | No | [20 empty] | 2024-11-22
Horticultural | H-LQJ8ZR | FOHSE INC | FOHSE | A3i Pro 1500W 277V | A3i Pro 1500W 277V | 3 | IIIOVV |  | Indoor (Non-stacked), Indoor (Stacked) | Top light, Intra-canopy | Sole-Source | AC | 45 | 46.32 | 5.22 |  | 5 | 46.8 in | This product is available with 2 additional spectral channels that are not published with this listing. For more information about these channels, please reach out to the manufacturer. | 2024-11-25 |  | Horticultural Lighting Fixture | 240 | 277 | Yes | TRUE | 2.93 | 4395 | 0 | 4395 | 709 | 1602 | 2084 | 106 | 4501 | 3 | [16 empty] | 1500 | 1500 | 0 | 0.976 | 7.2 | [9 empty] | RS-485 | Dim to Off | RJ-12 | [6 empty] | No |  |  |  |  | RS-485 | [8 empty] | TRUE | [9 empty] | TRUE | No | [20 empty] | 2024-11-25
Horticultural | H-N8CQGA | Signify North America Corporation – Horti LED | Philips | GreenPower LED Toplighting Force | GPL TLF 3450 DRW_LB 277V 1.2D SB | 3 | RRRYBX |  | Indoor (Non-stacked), Indoor (Stacked), Greenhouse | Top light | Sole-Source, Supplemental | AC | 40 | 12.2 | 4.4 |  | 5 | 27.6 in |  | 2024-11-22 |  | Horticultural Lighting Fixture | 277 | 277 | No | TRUE | 3.38 | 3450 | 345 | 3450 | 190 | 190 | 3071 |  | 3450 | 3.38 | [16 empty] | 1020 | 1020 | 90.3 | 0.98 | 15 | [9 empty] | Power Line Communication, No | No | Mains Cable + Wieland Connector, No | [6 empty] | No |  |  |  |  | Power Line Communication | [6 empty] | No | [7 empty] | Mains Cable + Wieland Connector |  |  | No |  | No | [20 empty] | 2024-11-22
Horticultural | H-O1B96S | Signify North America Corporation – Horti LED | Philips | GreenPower LED Toplighting Force | GPL TLF 3000 DRWFR_1 277V 1.2D WB | 3 | RRRYBX |  | Indoor (Non-stacked), Indoor (Stacked), Greenhouse | Top light | Sole-Source, Supplemental | AC | 40 | 12.2 | 4.4 |  | 5 | 27.6 in |  | 2024-11-22 |  | Horticultural Lighting Fixture | 277 | 277 | No | TRUE | 2.87 | 2730 | 300 | 2730 | 137 | 246 | 2348 | 270 | 3000 | 3.16 | [16 empty] | 950 | 950 | 83 | 0.98 | 15 | [9 empty] | Power Line Communication, No | No | Mains Cable + Wieland Connector, No | [6 empty] | No |  |  |  |  | Power Line Communication | [6 empty] | No | [7 empty] | Mains Cable + Wieland Connector |  |  | No |  | No | [20 empty] | 2024-11-22
Horticultural | H-OJUVF4 | Signify North America Corporation – Horti LED | Philips | GreenPower LED Toplighting Force | GPL TLF 3650 DRB_LB 400V 1.2D SB | 3 | RRRYBX |  | Indoor (Non-stacked), Indoor (Stacked), Greenhouse | Top light | Sole-Source, Supplemental | AC | 40 | 12.2 | 4.4 |  | 5 | 27.6 in |  | 2024-11-22 |  | Horticultural Lighting Fixture | 400 | 400 | No | TRUE | 3.51 | 3650 | 365 | 3650 | 201 |  | 3449 |  | 3650 | 3.51 | [16 empty] | 1040 | 1040 | 96.3 | 0.98 | 15 | [9 empty] | Power Line Communication, No | No | Mains Cable + Wieland Connector, No | [6 empty] | No |  |  |  |  | Power Line Communication | [6 empty] | No | [7 empty] | Mains Cable + Wieland Connector |  |  | No |  | No | [20 empty] | 2024-11-22
Horticultural | H-OYFULW | Signify North America Corporation – Horti LED | Philips | GreenPower LED Toplighting Force | GPL TLF 3100 DRWFR_RSE 400V 1.2D SB | 3 | RRRYBX |  | Indoor (Non-stacked), Indoor (Stacked), Greenhouse | Top light | Sole-Source, Supplemental | AC | 40 | 12.2 | 4.4 |  | 5 | 27.6 in |  | 2024-11-22 |  | Horticultural Lighting Fixture | 400 | 400 | No | TRUE | 2.97 | 2821 | 310 | 2821 | 141 | 254 | 2426 | 279 | 3100 | 3.26 | [16 empty] | 950 | 950 | 89.8 | 0.98 | 15 | [9 empty] | Power Line Communication, No | No | Mains Cable + Wieland Connector, No | [6 empty] | No |  |  |  |  | Power Line Communication | [6 empty] | No | [7 empty] | Mains Cable + Wieland Connector |  |  | No |  | No | [20 empty] | 2024-11-22
Horticultural | H-P2BR71 | Signify North America Corporation – Horti LED | Philips | GreenPower LED Toplighting Force | GPL TLF 3450 DRW_LB 347V 1.2D SB | 3 | RRRYBX |  | Indoor (Non-stacked), Indoor (Stacked), Greenhouse | Top light | Sole-Source, Supplemental | AC | 40 | 12.2 | 4.4 |  | 5 | 27.6 in |  | 2024-11-22 |  | Horticultural Lighting Fixture | 347 | 347 | No | TRUE | 3.38 | 3450 | 345 | 3450 | 190 | 190 | 3071 |  | 3450 | 3.38 | [16 empty] | 1020 | 1020 | 92.3 | 0.98 | 15 | [9 empty] | Power Line Communication, No | No | Mains Cable + Wieland Connector, No | [6 empty] | No |  |  |  |  | Power Line Communication | [6 empty] | No | [7 empty] | Mains Cable + Wieland Connector |  |  | No |  | No | [20 empty] | 2024-11-22
Horticultural | H-PGSW9J | Signify North America Corporation – Horti LED | Philips | GreenPower LED Toplighting Force | GPL TLF 2700 DRWFR_5 400V 1.2D WB | 3 | RRRYBX | TRUE | Indoor (Non-stacked), Indoor (Stacked), Greenhouse | Top light | Sole-Source, Supplemental | AC | 40 | 12.2 | 4.4 |  | 5 | 27.6 in |  | 2024-11-22 |  | Horticultural Lighting Fixture | 400 | 400 | No | TRUE | 3.14 | 2579 | 270 | 2578.5 | 129 | 232 | 2218 | 122 | 2700 | 3.29 | [6 empty] | 3.19 | 2573 | 122 | 233 | 2218 | 111 | 2685 | 3.33 |  |  | 820 | 820 | 81.5 | 0.98 | 15 |  |  |  |  | 805.4 | 400 | 0.98 | 12.3 |  | Power Line Communication, No | No | Mains Cable + Wieland Connector, No | [6 empty] | No |  |  |  |  | Power Line Communication | [6 empty] | No | [7 empty] | Mains Cable + Wieland Connector |  |  | No |  | No | [20 empty] | 2024-11-22
Horticultural | H-PV65OE | Signify North America Corporation – Horti LED | Philips | GreenPower LED Toplighting Force | GPL TLF 3200 DRW_MB 277V 1.2D WB | 3 | RRRYBX |  | Indoor (Non-stacked), Indoor (Stacked), Greenhouse | Top light | Sole-Source, Supplemental | AC | 40 | 12.2 | 4.4 |  | 5 | 27.6 in |  | 2024-11-22 |  | Horticultural Lighting Fixture | 277 | 277 | No | TRUE | 3.2 | 3200 | 320 | 3200 | 352 | 176 | 2672 |  | 3200 | 3.2 | [16 empty] | 1000 | 1000 | 88.5 | 0.98 | 15 | [9 empty] | Power Line Communication, No | No | Mains Cable + Wieland Connector, No | [6 empty] | No |  |  |  |  | Power Line Communication | [6 empty] | No | [7 empty] | Mains Cable + Wieland Connector |  |  | No |  | No | [20 empty] | 2024-11-22
Horticultural | H-Q620P9 | Signify North America Corporation – Horti LED | Philips | GreenPower LED Toplighting Force | GPL TLF 3650 DRB_LB 347V 1.2D SB | 3 | RRRYBX |  | Indoor (Non-stacked), Indoor (Stacked), Greenhouse | Top light | Sole-Source, Supplemental | AC | 40 | 12.2 | 4.4 |  | 5 | 27.6 in |  | 2024-11-22 |  | Horticultural Lighting Fixture | 347 | 347 | No | TRUE | 3.51 | 3650 | 365 | 3650 | 201 |  | 3449 |  | 3650 | 3.51 | [16 empty] | 1040 | 1040 | 92.9 | 0.98 | 15 | [9 empty] | Power Line Communication, No | No | Mains Cable + Wieland Connector, No | [6 empty] | No |  |  |  |  | Power Line Communication | [6 empty] | No | [7 empty] | Mains Cable + Wieland Connector |  |  | No |  | No | [20 empty] | 2024-11-22
Horticultural | H-QOYG4X | Signify North America Corporation – Horti LED | Philips | GreenPower LED Toplighting Force | GPL TLF 2500 DRW_EBW 347V 1.2D SB | 3 | RRRYBX |  | Indoor (Non-stacked), Indoor (Stacked), Greenhouse | Top light | Sole-Source, Supplemental | AC | 40 | 12.2 | 4.4 |  | 5 | 27.6 in |  | 2024-11-22 |  | Horticultural Lighting Fixture | 347 | 347 | No | TRUE | 2.98 | 2500 | 250 | 2500 | 475 | 500 | 1525 |  | 2500 | 2.98 | [16 empty] | 840 | 840 | 80.8 | 0.98 | 15 | [9 empty] | Power Line Communication, No | No | Mains Cable + Wieland Connector, No | [6 empty] | No |  |  |  |  | Power Line Communication | [6 empty] | No | [7 empty] | Mains Cable + Wieland Connector |  |  | No |  | No | [20 empty] | 2024-11-22
Horticultural | H-RL91CD | Signify North America Corporation – Horti LED | Philips | GreenPower LED Toplighting Force | GPL TLF 3200 DRW_MB 400V 1.2D WB | 3 | RRRYBX | TRUE | Indoor (Non-stacked), Indoor (Stacked), Greenhouse | Top light | Sole-Source, Supplemental | AC | 40 | 12.2 | 4.4 |  | 5 | 27.6 in |  | 2024-11-22 |  | Horticultural Lighting Fixture | 400 | 400 | No | TRUE | 3.2 | 3200 | 320 | 3200 | 352 | 176 | 2672 |  | 3200 | 3.2 | [6 empty] | 3.18 | 3160 | 315 | 169 | 2676 | 19 | 3180 | 3.2 |  |  | 1000 | 1000 | 94.1 | 0.98 | 15 |  |  |  |  | 993.2 | 400 | 0.99 | 8.3 |  | Power Line Communication, No | No | Mains Cable + Wieland Connector, No | [6 empty] | No |  |  |  |  | Power Line Communication | [6 empty] | No | [7 empty] | Mains Cable + Wieland Connector |  |  | No |  | No | [20 empty] | 2024-11-22
Horticultural | H-TLH0RF | Signify North America Corporation – Horti LED | Philips | GreenPower LED Toplighting Force | GPL TLF 2100 DRW_VSN2 347V 1.2D SB | 3 | RRRYBX |  | Indoor (Non-stacked), Indoor (Stacked), Greenhouse | Top light | Sole-Source, Supplemental | AC | 40 | 12.2 | 4.4 |  | 5 | 27.6 in |  | 2024-11-22 |  | Horticultural Lighting Fixture | 347 | 347 | No | TRUE | 2.66 | 2100 | 210 | 2100 | 420 | 756 | 924 |  | 2100 | 2.66 | [16 empty] | 790 | 790 | 76.1 | 0.98 | 15 | [9 empty] | Power Line Communication, No | No | Mains Cable + Wieland Connector, No | [6 empty] | No |  |  |  |  | Power Line Communication | [6 empty] | No | [7 empty] | Mains Cable + Wieland Connector |  |  | No |  | No | [20 empty] | 2024-11-22
Horticultural | H-U3WQN1 | Signify North America Corporation – Horti LED | Philips | GreenPower LED Toplighting Force | GPL TLF 2100 DRW_VSN2 277V 1.2D SB | 3 | RRRYBX |  | Indoor (Non-stacked), Indoor (Stacked), Greenhouse | Top light | Sole-Source, Supplemental | AC | 40 | 12.2 | 4.4 |  | 5 | 27.6 in |  | 2024-11-22 |  | Horticultural Lighting Fixture | 277 | 277 | No | TRUE | 2.66 | 2100 | 210 | 2100 | 420 | 756 | 924 |  | 2100 | 2.66 | [16 empty] | 790 | 790 | 74 | 0.98 | 15 | [9 empty] | Power Line Communication, No | No | Mains Cable + Wieland Connector, No | [6 empty] | No |  |  |  |  | Power Line Communication | [6 empty] | No | [7 empty] | Mains Cable + Wieland Connector |  |  | No |  | No | [20 empty] | 2024-11-22
Horticultural | H-ULF2PA | Signify North America Corporation – Horti LED | Philips | GreenPower LED Toplighting Force | GPL TLF 3000 DRWFR_1 400V 1.2D WB | 3 | RRRYBX | TRUE | Indoor (Non-stacked), Indoor (Stacked), Greenhouse | Top light | Sole-Source, Supplemental | AC | 40 | 12.2 | 4.4 |  | 5 | 27.6 in |  | 2024-11-22 |  | Horticultural Lighting Fixture | 400 | 400 | No | TRUE | 2.87 | 2730 | 300 | 2730 | 137 | 246 | 2348 | 270 | 3000 | 3.16 | [6 empty] | 2.88 | 2722 | 131 | 246 | 2345 | 288 | 3012 | 3.18 |  |  | 950 | 950 | 88.4 | 0.98 | 15 |  |  |  |  | 946 | 400 | 0.99 | 11.8 |  | Power Line Communication, No | No | Mains Cable + Wieland Connector, No | [6 empty] | No |  |  |  |  | Power Line Communication | [6 empty] | No | [7 empty] | Mains Cable + Wieland Connector |  |  | No |  | No | [20 empty] | 2024-11-22
Horticultural | H-VZYBW7 | Signify North America Corporation – Horti LED | Philips | GreenPower LED Toplighting Force | GPL TLF 3250 DRW_MB 400V 1.2D SB | 3 | RRRYBX |  | Indoor (Non-stacked), Indoor (Stacked), Greenhouse | Top light | Sole-Source, Supplemental | AC | 40 | 12.2 | 4.4 |  | 5 | 27.6 in |  | 2024-11-22 |  | Horticultural Lighting Fixture | 400 | 400 | No | TRUE | 3.25 | 3250 | 325 | 3250 | 358 | 179 | 2714 |  | 3250 | 3.25 | [16 empty] | 1000 | 1000 | 94 | 0.98 | 15 | [9 empty] | Power Line Communication, No | No | Mains Cable + Wieland Connector, No | [6 empty] | No |  |  |  |  | Power Line Communication | [6 empty] | No | [7 empty] | Mains Cable + Wieland Connector |  |  | No |  | No | [20 empty] | 2024-11-22
Horticultural | H-WRC3N8 | Eralux Inc. | ERALUX | LED GROW LIGHT | AE-HC-LG200HV36RD01 | 3 | RRRYKX | TRUE | Indoor (Non-stacked) | Top light | Sole-Source | AC | 40 | 2.83 | 2.99 |  | 5 | 24.0 in |  | 2024-11-22 |  | Horticultural Lighting Fixture | 200 | 480 | No | TRUE | 3.04 | 608 | 0 | 600 | 95 | 191 | 322 | 9 | [8 empty] | 3.04 | 608 | 95 | 191 | 322 | 9 |  |  |  |  | 200 | 200 | 0 | 0.992 | 4.8 |  |  |  |  | 200.4 | 277 | 0.992 | 4.8 |  | 0-10V ANSI C137.1 (9V), N/A | Dim to Off | RJ-12, N/A |  | TRUE |  |  |  |  | No | [11 empty] | N/A |  | TRUE | [8 empty] | N/A | TRUE | No | [20 empty] | 2024-11-22
Horticultural | H-XPS4OH | Signify North America Corporation – Horti LED | Philips | GreenPower LED Toplighting Force | GPL TLF 3600 DRB_LB 347V 1.2D WB | 3 | RRRYBX |  | Indoor (Non-stacked), Indoor (Stacked), Greenhouse | Top light | Sole-Source, Supplemental | AC | 40 | 12.2 | 4.4 |  | 5 | 27.6 in |  | 2024-11-22 |  | Horticultural Lighting Fixture | 347 | 347 | No | TRUE | 3.46 | 3600 | 360 | 3600 | 198 |  | 3402 |  | 3600 | 3.46 | [16 empty] | 1040 | 1040 | 93.2 | 0.98 | 15 | [9 empty] | Power Line Communication, No | No | Mains Cable + Wieland Connector, No | [6 empty] | No |  |  |  |  | Power Line Communication | [6 empty] | No | [7 empty] | Mains Cable + Wieland Connector |  |  | No |  | No | [20 empty] | 2024-11-22
Horticultural | H-Y39OF6 | Signify North America Corporation – Horti LED | Philips | GreenPower LED Toplighting Force | GPL TLF 3000 DRW2_LB 400V 1.2D WB | 3 | RRRYBX | TRUE | Indoor (Non-stacked), Indoor (Stacked), Greenhouse | Top light | Sole-Source, Supplemental | AC | 40 | 12.2 | 4.4 |  | 5 | 27.6 in |  | 2024-11-22 |  | Horticultural Lighting Fixture | 400 | 400 | No | TRUE | 3.3 | 3000 | 300 | 3000 | 150 | 270 | 2580 |  | 3000 | 3.3 | [6 empty] | 3.25 | 2931 | 138 | 260 | 2534 | 20 | 2952 | 3.27 |  |  | 910 | 910 | 89 | 0.98 | 15 |  |  |  |  | 902.3 | 400 | 0.98 | 11.8 |  | Power Line Communication, No | No | Mains Cable + Wieland Connector, No | [6 empty] | No |  |  |  |  | Power Line Communication | [6 empty] | No | [7 empty] | Mains Cable + Wieland Connector |  |  | No |  | No | [20 empty] | 2024-11-22
Horticultural | H-Y5SC4X | Signify North America Corporation – Horti LED | Philips | GreenPower LED Toplighting Force | GPL TLF 2850 DRB_LB 400V 1.2D SB | 3 | RRRYBX |  | Indoor (Non-stacked), Indoor (Stacked), Greenhouse | Top light | Sole-Source, Supplemental | AC | 40 | 12.2 | 4.4 |  | 5 | 27.6 in |  | 2024-11-22 |  | Horticultural Lighting Fixture | 400 | 400 | No | TRUE | 3.65 | 2850 | 285 | 2850 | 157 |  | 2693 |  | 2850 | 3.65 | [16 empty] | 780 | 780 | 78.4 | 0.98 | 15 | [9 empty] | Power Line Communication, No | No | Mains Cable + Wieland Connector, No | [6 empty] | No |  |  |  |  | Power Line Communication | [6 empty] | No | [7 empty] | Mains Cable + Wieland Connector |  |  | No |  | No | [20 empty] | 2024-11-22
Horticultural | H-YD0HGS | Signify North America Corporation – Horti LED | Philips | GreenPower LED Toplighting Force | GPL TLF 2800 DRB_LB 400V 1.2D WB | 3 | RRRYBX | TRUE | Indoor (Non-stacked), Indoor (Stacked), Greenhouse | Top light | Sole-Source, Supplemental | AC | 40 | 12.2 | 4.4 |  | 5 | 27.6 in |  | 2024-11-22 |  | Horticultural Lighting Fixture | 400 | 400 | No | TRUE | 3.59 | 2800 | 280 | 2800 | 154 |  | 2646 |  | 2800 | 3.59 | [6 empty] | 3.66 | 2765 | 143 | 2 | 2620 | 7 | 2772 | 3.67 |  |  | 780 | 780 | 78.3 | 0.98 | 15 |  |  |  |  | 754.9 | 400 | 0.98 | 13 |  | Power Line Communication, No | No | Mains Cable + Wieland Connector, No | [6 empty] | No |  |  |  |  | Power Line Communication | [6 empty] | No | [7 empty] | Mains Cable + Wieland Connector |  |  | No |  | No | [20 empty] | 2024-11-22
Horticultural | H-Z6OP0G | Signify North America Corporation – Horti LED | Philips | GreenPower LED Toplighting Force | GPL TLF 3000 DRWFR_5 400V 1.2D WB | 3 | RRRYBX | TRUE | Indoor (Non-stacked), Indoor (Stacked), Greenhouse | Top light | Sole-Source, Supplemental | AC | 40 | 12.2 | 4.4 |  | 5 | 27.6 in |  | 2024-11-22 |  | Horticultural Lighting Fixture | 400 | 400 | No | TRUE | 3.02 | 2865 | 300 | 2865 | 143 | 258 | 2464 | 135 | 3000 | 3.16 | [6 empty] | 3.07 | 2909 | 139 | 260 | 2509 | 129 | 3039 | 3.21 |  |  | 950 | 950 | 89 | 0.98 | 15 |  |  |  |  | 946.5 | 400 | 0.99 | 11.6 |  | Power Line Communication, No | No | Mains Cable + Wieland Connector, No | [6 empty] | No |  |  |  |  | Power Line Communication | [6 empty] | No | [7 empty] | Mains Cable + Wieland Connector |  |  | No |  | No | [20 empty] | 2024-11-22
Horticultural | H-ZN58RW | Signify North America Corporation – Horti LED | Philips | GreenPower LED Toplighting Force | GPL TLF 3400 DRW_LB 277V 1.2D WB | 3 | RRRYBX |  | Indoor (Non-stacked), Indoor (Stacked), Greenhouse | Top light | Sole-Source, Supplemental | AC | 40 | 12.2 | 4.4 |  | 5 | 27.6 in |  | 2024-11-22 |  | Horticultural Lighting Fixture | 277 | 277 | No | TRUE | 3.33 | 3400 | 340 | 3400 | 187 | 187 | 3026 |  | 3400 | 3.33 | [16 empty] | 1020 | 1020 | 90.5 | 0.98 | 15 | [9 empty] | Power Line Communication, No | No | Mains Cable + Wieland Connector, No | [6 empty] | No |  |  |  |  | Power Line Communication | [6 empty] | No | [7 empty] | Mains Cable + Wieland Connector |  |  | No |  | No | [20 empty] | 2024-11-22
Horticultural | H-ZUGTRO | Signify North America Corporation – Horti LED | Philips | GreenPower LED Toplighting Force | GPL TLF 3400 DRW_LB 400V 1.2D WB | 3 | RRRYBX | TRUE | Indoor (Non-stacked), Indoor (Stacked), Greenhouse | Top light | Sole-Source, Supplemental | AC | 40 | 12.2 | 4.4 |  | 5 | 27.6 in |  | 2024-11-22 |  | Horticultural Lighting Fixture | 400 | 400 | No | TRUE | 3.33 | 3400 | 340 | 3400 | 187 | 187 | 3026 |  | 3400 | 3.33 | [6 empty] | 3.23 | 3303 | 171 | 175 | 2956 | 21 | 3324 | 3.25 |  |  | 1020 | 1020 | 95.8 | 0.98 | 15 |  |  |  |  | 1023.4 | 400 | 0.99 | 8 |  | Power Line Communication, No | No | Mains Cable + Wieland Connector, No | [6 empty] | No |  |  |  |  | Power Line Communication | [6 empty] | No | [7 empty] | Mains Cable + Wieland Connector |  |  | No |  | No | [20 empty] | 2024-11-22
Horticultural | H-087LKZ | Signify North America Corporation – Horti LED | Philips | GreenPower LED Production Module | TLF20 4160 3.6 RWLB 277-400V [CC2,WC2] QB | 3 | RRRYKS |  | Indoor (Non-stacked), Indoor (Stacked), Greenhouse | Top light | Sole-Source, Supplemental | AC | 40 | 14.3 | 5.1 |  | 5 | 27.6 in |  | 2024-11-12 |  | Horticultural Lighting Fixture | 277 | 400 | Yes | TRUE | 3.52 | 4118 | 0 | 4160 | 206 | 206 | 3707 | 42 | 4160 | 3.56 | [16 empty] | 1170 | 1170 | 0 | 0.98 | 10 | [9 empty] | Zigbee - Manufacturer Specific, Power Line Communication, No | Dim to Off | Wireless Radio, Mains Cable + Wieland Connector, No | [6 empty] | No |  |  |  |  | Power Line Communication |  | TRUE |  |  |  |  | No | [7 empty] | Mains Cable + Wieland Connector | TRUE |  | No | TRUE | No | [20 empty] | 2024-11-12
Horticultural | H-0PNG5M | Signify North America Corporation – Horti LED | Philips | GreenPower LED Toplighting Force | GPL TLF 3250 DRW_MB 277V 1.2D SB | 3 | RRRYBX |  | Indoor (Non-stacked), Indoor (Stacked), Greenhouse | Top light | Sole-Source, Supplemental | AC | 40 | 12.2 | 4.4 |  | 5 | 27.6 in |  | 2024-11-22 |  | Horticultural Lighting Fixture | 277 | 277 | No | TRUE | 3.25 | 3250 | 325 | 3250 | 358 | 179 | 2714 |  | 3250 | 3.25 | [16 empty] | 1000 | 1000 | 88.4 | 0.98 | 15 | [9 empty] | Power Line Communication, No | No | Mains Cable + Wieland Connector, No | [6 empty] | No |  |  |  |  | Power Line Communication | [6 empty] | No | [7 empty] | Mains Cable + Wieland Connector |  |  | No |  | No | [20 empty] | 2024-11-22
Horticultural | H-0YM0R9 | Signify North America Corporation – Horti LED | Philips | GreenPower LED Production Module | TLF20 3500 3.4 RWF1 277-400V [CC3/WC3] QB | 3 | RRRYKS | TRUE | Indoor (Non-stacked), Indoor (Stacked), Greenhouse | Top light | Sole-Source, Supplemental | AC | 40 | 14.3 | 5.1 |  | 5 | 27.6 in |  | 2024-11-12 |  | Horticultural Lighting Fixture | 277 | 400 | Yes | TRUE | 3.06 | 3185 | 0 | 3500 | 159 | 159 | 2867 | 315 | 3500 | 3.37 | [6 empty] | 3.16 | 3196 | 160 | 278 | 2758 | 314 | 3515 | 3.48 |  |  | 1040 | 1040 | 0 | 0.98 | 10 |  |  |  |  | 1010.3 | 277 | 1 | 8.9 |  | Zigbee - Manufacturer Specific, Power Line Communication, No | Dim to Off | Wireless Radio, Mains Cable + Wieland Connector, No | [6 empty] | No |  |  |  |  | Power Line Communication |  | TRUE |  |  |  |  | No | [7 empty] | Mains Cable + Wieland Connector | TRUE |  | No | TRUE | No | [20 empty] | 2024-11-12
Horticultural | H-3HX1MW | JumpLights | JumpLights | Prism ETS | Prism ETS 200 BKW | 3 | IIIOVS | TRUE | Indoor (Non-stacked), Indoor (Stacked), Greenhouse | Top light | Sole-Source, Supplemental | DC | 40 | 4.5 | 1 |  | 5 | 39.6 in | Please note that these DC-powered light sources are sold as components where complete systems are specified in the following format: Prism ETS 215 BKW, Prism ETS 430 BKW, Prism ETS 650 BKW | 2024-11-11 |  | Horticultural Lighting Fixture | 49 | 52 | No |  |  | 580 |  |  | 108 | 206 | 266 | 32 |  |  | 2.9 | 2.65 | [5 empty] | 580 | 108 | 206 | 266 | 32 |  |  | 2.9 |  | 200 |  |  |  |  | 4 | 218.6 | AC-derated performance is 91.47% efficiency at 100% loading on a 200W power source at 277V | 1 200W fixtures operating at 51V Series-wired with 5 feet of 18 AWG cabling to a 205W power source limits cabling losses to 0.30% | 200 | 50.26 | 0.94 | 12.9 | 3.98 |  | No | [53 empty] | 2024-11-11
Horticultural | H-3JVK67 | Signify North America Corporation – Horti LED | Philips | GreenPower LED Production Module | TLF20 3800 3.7 RWF6 277-400V [CC3,WC3] SB | 3 | RRRYKS | TRUE | Indoor (Non-stacked), Indoor (Stacked), Greenhouse | Top light | Sole-Source, Supplemental | AC | 40 | 14.3 | 5.1 |  | 5 | 27.6 in |  | 2024-11-12 |  | Horticultural Lighting Fixture | 277 | 400 | Yes | TRUE | 3.33 | 3458 | 0 | 3800 | 173 | 173 | 3112 | 342 | 3800 | 3.65 | [6 empty] | 3.3 | 3438 | 167 | 174 | 3097 | 344 | 3787 | 3.64 |  |  | 1040 | 1040 | 0 | 0.98 | 10 |  |  |  |  | 1040.5 | 277 | 1 | 9.3 |  | Zigbee 3.0, Zigbee - Manufacturer Specific, Power Line Communication, No | Dim to Off | Wireless Radio, Mains Cable + Wieland Connector, No | [6 empty] | No |  |  |  |  | Power Line Communication | TRUE | TRUE |  |  |  |  | No | [7 empty] | Mains Cable + Wieland Connector | TRUE |  | No | TRUE | No | [20 empty] | 2024-11-12
Horticultural | H-3JXSGQ | Shenzhen Hortiright Co Ltd | Hortiright | Horticultural Luminaires | HR-T800B | 3 | PPPUEX | TRUE | Indoor (Non-stacked), Greenhouse | Top light | Sole-Source, Supplemental | AC | 40 | 12.6 | 4.98 |  | 5 | 26.4 in |  | 2024-10-23 |  | Horticultural Lighting Fixture | 208 | 480 | No | TRUE | 3.02 | 2463 | 0 | 2463 | 457 | 805 | 1202 | 30 | [8 empty] | 3.02 | 2463 | 457 | 805 | 1202 | 30 |  |  |  |  | 800 | 800 | 0 | 0.966 | 9.1 |  |  |  |  | 815.7 | 208 | 0.966 | 9.1 |  | 0-10V ANSI C137.1 (8V), 0-10V ANSI C137.1 (9V) | Dim to Off, Manual Dimming | RJ-14 | TRUE | TRUE |  |  |  |  | No | [14 empty] | TRUE | [8 empty] | TRUE | No | TRUE | [19 empty] | 2024-10-23
Horticultural | H-3W7HN6 | Secret Lighting | SECRET LIGHTING | Full Spectrum High PPE 680W LED grow light | SL-680 MEGA | 3 | PPPUFE | TRUE | Greenhouse | Top light, Intra-canopy | Supplemental | AC | 40 | 35.43 | 1.97 |  | 5 | 36.0 in |  | 2024-11-14 |  | Horticultural Lighting Fixture | 100 | 277 | No | TRUE | 2.9 | 2144 | 197.2 | 1972 | 396 | 944 | 806 | 42 | [8 empty] | 2.9 | 2144 | 396 | 944 | 806 | 42 |  |  |  |  | 680 | 680 | 68 | 0.976 | 5.5 |  |  |  |  | 739.3 | 100 | 0.976 | 5.5 |  | 0-10V IEC60929 Annex E | Manual Dimming | Flying Leads |  |  | TRUE |  |  |  | No | [17 empty] | TRUE | [6 empty] | No | TRUE | [19 empty] | 2024-11-14
Horticultural | H-3WZ6F5 | Greenlux Lighting Solutions Ltd. | Valoya | RX600HH Solray385 | RX600HH Solray385 | 3 | RRRYIO |  | Indoor (Non-stacked), Greenhouse | Top light | Sole-Source, Supplemental | AC | 40 | 15.7 | 6.9 |  | 5 | 13.2 in |  | 2024-11-05 |  | Horticultural Lighting Fixture | 220 | 480 | No | TRUE | 2.5 | 1624 | 0 | 1623.6 | 330 | 615 | 678 | 54 | [18 empty] | 655.3 | 655.3 | 0 | 0.996 | 6.4 | [9 empty] | 0-10V IEC60929 Annex E | Dim to Off | Flying Leads, Infrared Receiver |  |  | TRUE |  |  |  | No | [17 empty] | TRUE |  |  |  | TRUE |  | TRUE | No | [20 empty] | 2024-11-05
Horticultural | H-4FL2Z8 | Signify North America Corporation – Horti LED | Philips | GreenPower LED Production Module | TLF20 3800 3.7 RWLB 277-400V [CC2,WC2] SB | 3 | RRRYKS |  | Indoor (Non-stacked), Indoor (Stacked), Greenhouse | Top light | Sole-Source, Supplemental | AC | 40 | 14.3 | 5.1 |  | 5 | 27.6 in |  | 2024-11-12 |  | Horticultural Lighting Fixture | 277 | 400 | Yes | TRUE | 3.62 | 3762 | 0 | 3800 | 188 | 188 | 3386 | 38 | 3800 | 3.65 | [16 empty] | 1040 | 1040 | 0 | 0.98 | 10 | [9 empty] | Zigbee 3.0, Zigbee - Manufacturer Specific, Power Line Communication, No | Dim to Off | Wireless Radio, Mains Cable + Wieland Connector, No | [6 empty] | No |  |  |  |  | Power Line Communication | TRUE | TRUE |  |  |  |  | No | [7 empty] | Mains Cable + Wieland Connector | TRUE |  | No | TRUE | No | [20 empty] | 2024-11-12
Horticultural | H-5T4M69 | SLT LIGHTING TECHNOLOGY(DONGGUAN)CO., LTD | SLTMARKS | 1000W LED GROW LIGHT-FOLDABLE | STG-1000W-FE-XX | 3 | PPPUFC | TRUE | Indoor (Non-stacked), Indoor (Stacked), Greenhouse | Top light | Sole-Source, Supplemental | AC | 45 | 42.72 | 2.17 |  | 5 | 66.0 in | XX in model number can be any letter | 2024-11-14 |  | Horticultural Lighting Fixture | 100 | 277 | No | TRUE | 2.91 | 3053 | 305.3 | 3053 | 798 | 991 | 1266 | 179 | [8 empty] | 2.91 | 3053 | 798 | 991 | 1266 | 179 |  |  |  |  | 1000 | 1000 | 100 | 0.96 | 8 |  |  |  |  | 1049.8 | 100 | 0.956 | 8.4 |  | 0-10V IEC60929 Annex E | No | RJ-12 |  |  | TRUE |  |  |  | No | [13 empty] | TRUE | [10 empty] | No | [20 empty] | 2024-11-14
Horticultural | H-62F66Z | Shenzhen Hortiright Co Ltd | Hortiright | Horticultural Luminaires | HR-P720H | 3 | PPPUEV | TRUE | Indoor (Non-stacked), Greenhouse | Top light | Sole-Source, Supplemental | AC | 40 | 44.09 | 1.06 |  | 5 | 44.4 in |  | 2024-10-23 |  | Horticultural Lighting Fixture | 208 | 480 | No | TRUE | 3.08 | 2204 | 0 | 2204 | 401 | 721 | 1083 | 29 | [8 empty] | 3.08 | 2204 | 401 | 721 | 1083 | 29 |  |  |  |  | 720 | 720 | 0 | 0.922 | 12.4 |  |  |  |  | 714.8 | 208 | 0.922 | 12.4 |  | 0-10V ANSI C137.1 (8V), 0-10V ANSI C137.1 (9V) | Dim to Off, Manual Dimming | RJ-14 | TRUE | TRUE |  |  |  |  | No | [14 empty] | TRUE | [8 empty] | TRUE | No | TRUE | [19 empty] | 2024-10-23
Horticultural | H-6PSR6X | Signify North America Corporation – Horti LED | Philips | GreenPower LED Production Module | GPL PM 290 DRBFR_LB L150 3.2 | 3 | RRRYJO | TRUE | Indoor (Non-stacked), Indoor (Stacked), Greenhouse | Top light | Sole-Source, Supplemental | AC | 40 | 2.2 | 1.73 |  | 5 | 58.8 in |  | 2024-11-14 |  | Horticultural Lighting Fixture | 120 | 277 | Yes | TRUE |  | 273 | 0 | 272.6 | 33 |  | 240 | 17 | 290 | 3.37 | [6 empty] | 3.05 | 267 | 32 | 1 | 235 | 18 | 286 | 3.26 |  |  | 86 | 86 | 0 | 0.9 | 10 |  |  |  |  | 87.7 | 120 | 1 | 8 |  | Power Line Communication | Dim to Off | Mains Cable + Wieland Connector, No | [6 empty] | No |  |  |  |  | Power Line Communication | [14 empty] | Mains Cable + Wieland Connector |  |  | No | TRUE | No | [20 empty] | 2024-11-14
Horticultural | H-7F49T8 | Shenzhen Number Energy Saving Corporation | DT830 |  | LED DT830 *field adjustable spatial distribution | 3 | UUUVWT | TRUE | Indoor (Non-stacked), Indoor (Stacked), Greenhouse | Top light | Sole-Source, Supplemental | AC | 35 | 43.62 | 2.44 |  | 5 | 58.8 in | Testing orientation: face down | 2024-11-12 |  | Horticultural Lighting Fixture | 120 | 277 | No |  | 2.63 | 2205 |  |  | 433 | 887 | 887 | 47 | [8 empty] | 2.63 | 2205 | 433 | 887 | 887 | 47 |  |  |  |  | 830 |  |  | 0.98 | 12 |  |  |  |  | 837.3 | 120 | 0.983 | 12.1 |  |  | No | [53 empty] | 2024-11-12
Horticultural | H-7J7C8H | Eco Growtech Inc | Eco Growtech | LED Grow Light | SIRIUS 660-HV | 3 | RRRYKJ |  | Indoor (Non-stacked), Indoor (Stacked), Greenhouse | Top light, Intra-canopy | Sole-Source, Supplemental | AC | 25 | 13.8 | 2.4 |  | 5 | 14.4 in |  | 2024-10-22 |  | Horticultural Lighting Fixture | 277 | 480 | No | TRUE | 2.64 | 1880 | 0 | 1880 | 311 | 757 | 815 | 41 | [18 empty] | 650 | 650 | 0 | 0.947 | 8.2 | [9 empty] | 0-10V Other Protocol | Dim to Off, Manual Dimming | RJ-11, RJ-12 |  |  |  | TRUE |  |  | No | [12 empty] | TRUE | TRUE | [9 empty] | TRUE | No | TRUE | [19 empty] | 2024-10-22
Horticultural | H-7QGY95 | Signify North America Corporation – Horti LED | Philips | GreenPower LED Production Module | GPL PM 300 DRBFR_LB L240 3.2 | 3 | RRRYJO |  | Indoor (Non-stacked), Indoor (Stacked), Greenhouse | Top light | Sole-Source, Supplemental | AC | 40 | 2.2 | 1.73 |  | 5 | 94.8 in |  | 2024-11-14 |  | Horticultural Lighting Fixture | 120 | 277 | Yes | TRUE |  | 282 | 0 | 282 | 34 |  | 248 | 18 | 300 | 3.53 | [16 empty] | 85 | 85 | 0 | 0.9 | 10 | [9 empty] | Power Line Communication | Dim to Off | Mains Cable + Wieland Connector, No | [6 empty] | No |  |  |  |  | Power Line Communication | [14 empty] | Mains Cable + Wieland Connector |  |  | No | TRUE | No | [20 empty] | 2024-11-14
Horticultural | H-86TXXK | Signify North America Corporation – Horti LED | Philips | GreenPower LED Production Module | TLF20 3900 3.8 RWLB 277-400V [CC2,WC2] QB | 3 | RRRYKS |  | Indoor (Non-stacked), Indoor (Stacked), Greenhouse | Top light | Sole-Source, Supplemental | AC | 40 | 14.3 | 5.1 |  | 5 | 27.6 in |  | 2024-11-12 |  | Horticultural Lighting Fixture | 277 | 400 | Yes | TRUE | 3.71 | 3861 | 0 | 3900 | 193 | 193 | 3475 | 39 | 3900 | 3.75 | [16 empty] | 1040 | 1040 | 0 | 0.98 | 10 | [9 empty] | Zigbee - Manufacturer Specific, Power Line Communication, No | Dim to Off | Wireless Radio, Mains Cable + Wieland Connector, No | [6 empty] | No |  |  |  |  | Power Line Communication |  | TRUE |  |  |  |  | No | [7 empty] | Mains Cable + Wieland Connector | TRUE |  | No | TRUE | No | [20 empty] | 2024-11-12
Horticultural | H-8VNG65 | Signify North America Corporation – Horti LED | Philips | GreenPower LED gridlighting | GPL GL 1700 DRWVSN2 120-277V 1.0D RP | 3 | RRRYKH | TRUE | Indoor (Non-stacked), Indoor (Stacked), Greenhouse | Top light | Sole-Source, Supplemental | AC | 35 | 44.5 | 2.75 |  | 5 | 44.4 in |  | 2024-11-14 |  | Horticultural Lighting Fixture | 120 | 277 | No | TRUE | 2.63 | 1675 | 117 | 1170 | 318 | 586 | 770 | 26 | 1700 | 2.66 | [6 empty] | 2.64 | 1733 | 329 | 627 | 777 | 27 | 1763 | 2.69 |  |  | 640 | 640 | 56 | 0.95 | 15 |  |  |  |  | 655.2 | 120 | 0.99 | 10.6 |  | 0-10V IEC60929 Annex E | Dim to Off | Terminal Block, connector |  |  | TRUE |  |  |  | No | [18 empty] | TRUE | connector |  |  |  | TRUE | No | [20 empty] | 2024-11-14
Horticultural | H-8YW9PN | Grower’s Choice | Grower's Choice | Horticultural Luminaires | ROI-FF(208V-480V) | 3 | PPPUFA | TRUE | Indoor (Non-stacked), Greenhouse | Top light | Sole-Source, Supplemental | AC | 35 | 40.94 | 4.33 |  | 5 | 45.6 in |  | 2024-10-30 |  | Horticultural Lighting Fixture | 208 | 480 | No | TRUE | 3.01 | 1976 | 0 | 1976 | 384 | 643 | 951 | 26 | [8 empty] | 3.01 | 1976 | 384 | 643 | 951 | 26 |  |  |  |  | 650 | 650 | 0 | 0.914 | 12.7 |  |  |  |  | 655.7 | 208 | 0.914 | 12.7 |  | 0-10V ANSI C137.1 (8V), 0-10V ANSI C137.1 (9V) | Dim to Off, Manual Dimming | RJ-14 | TRUE | TRUE |  |  |  |  | No | [14 empty] | TRUE | [8 empty] | TRUE | No | TRUE | [19 empty] | 2024-10-30
Horticultural | H-975YP6 | JumpLights | JumpLights | Prism ETS | Prism ETS 200 GH2 | 3 | IIIOVS | TRUE | Indoor (Non-stacked), Indoor (Stacked), Greenhouse | Top light | Sole-Source, Supplemental | DC | 40 | 4.5 | 1 |  | 5 | 39.6 in | Please note that these DC-powered light sources are sold as components where complete systems are specified in the following format: Prism ETS 215 GH2, Prism ETS 430 GH2, Prism ETS 650 GH2 | 2024-11-11 |  | Horticultural Lighting Fixture | 49 | 52 | No | TRUE |  | 597 | 0 | 596.8 | 50 | 190 | 357 | 15 |  |  | 2.98 | 2.73 | [5 empty] | 597 | 50 | 190 | 357 | 15 |  |  | 2.98 |  | 200 | 200 | 0 |  |  | 4 | 218.4 | AC-derated performance is 91.56% efficiency at 100% loading on a 200W power source at 277V | 1 200W fixtures operating at 51V Series-wired with 5 feet of 18 AWG cabling to a 205W power source limits cabling losses to 0.30% | 200.26 | 50.07 | 0.941 | 12.8 | 4 | 0-10V IEC60929 Annex E | Dim to Off | M12 Waterproof connector |  |  | TRUE |  |  |  | No | [19 empty] | M12 Waterproof connector |  |  |  | TRUE | No | [20 empty] | 2024-11-11
Horticultural | H-BD1XDM | Secret Lighting | SECRET LIGHTING |  | SL-830 GHOST | 3 | UUUVWN | TRUE | Indoor (Non-stacked), Greenhouse | Top light, Intra-canopy | Sole-Source, Supplemental | AC | 40 | 43.31 | 3.54 |  | 5 | 43.2 in |  | 2024-11-05 |  | Horticultural Lighting Fixture | 100 | 277 | Yes | TRUE | 2.88 | 2619 | 262 | 2619 | 413 | 955 | 1252 | 127 | [8 empty] | 2.88 | 2619 | 413 | 955 | 1252 | 127 |  |  |  |  | 830 | 830 | 83 | 0.99 | 6 |  |  |  |  | 909.4 | 100 | 0.99 | 6 |  | 0-10V IEC60929 Annex E | Dim to Off, Manual Dimming | Flying Leads |  |  | TRUE |  |  |  | No | [17 empty] | TRUE | [5 empty] | TRUE | No | TRUE | [19 empty] | 2024-11-05
Horticultural | H-CCGC8X | Signify North America Corporation – Horti LED | Philips | GreenPower LED Production Module | TLF20 3600 3.5 RWF1 277-400V [CC3/WC3] SB | 3 | RRRYKS | TRUE | Indoor (Non-stacked), Indoor (Stacked), Greenhouse | Top light | Sole-Source, Supplemental | AC | 40 | 14.3 | 5.1 |  | 5 | 27.6 in |  | 2024-11-12 |  | Horticultural Lighting Fixture | 277 | 400 | Yes | TRUE | 3.15 | 3276 | 0 | 3600 | 164 | 164 | 2948 | 324 | 3600 | 3.46 | [6 empty] | 3.2 | 3260 | 168 | 279 | 2813 | 317 | 3582 | 3.52 |  |  | 1040 | 1040 | 0 | 0.98 | 10 |  |  |  |  | 1018.5 | 277 | 1 | 9.6 |  | Zigbee - Manufacturer Specific, Power Line Communication, No | Dim to Off | Wireless Radio, Mains Cable + Wieland Connector, No | [6 empty] | No |  |  |  |  | Power Line Communication |  | TRUE |  |  |  |  | No | [7 empty] | Mains Cable + Wieland Connector | TRUE |  | No | TRUE | No | [20 empty] | 2024-11-12
Horticultural | H-CTL8MX | Signify North America Corporation – Horti LED | Philips | GreenPower LED Production Module | GPL PM 290 DRBWFR L150 3.2 C4 | 3 | RRRYJO | TRUE | Indoor (Non-stacked), Indoor (Stacked), Greenhouse | Top light | Sole-Source, Supplemental | AC | 40 | 2.2 | 1.73 |  | 5 | 58.8 in |  | 2024-11-14 |  | Horticultural Lighting Fixture | 120 | 277 | Yes | TRUE |  | 273 | 0 | 272.6 | 33 | 16 | 224 | 17 | 290 | 3.3 | [6 empty] | 2.99 | 266 | 31 | 16 | 219 | 19 | 285 | 3.2 |  |  | 88 | 88 | 0 | 0.9 | 10 |  |  |  |  | 89.1 | 120 | 1 | 7 |  | Power Line Communication | Dim to Off | Mains Cable + Wieland Connector, No | [6 empty] | No |  |  |  |  | Power Line Communication | [14 empty] | Mains Cable + Wieland Connector |  |  | No | TRUE | No | [20 empty] | 2024-11-14
Horticultural | H-F2XPH6 | Shenzhen Hortiright Co Ltd | Hortiright | Horticultural Luminaires | TL-630 | 3 | PPPUEY | TRUE | Indoor (Non-stacked), Greenhouse | Top light | Sole-Source, Supplemental | AC | 40 | 3.52 | 6.16 |  | 5 | 46.8 in |  | 2024-10-23 |  | Horticultural Lighting Fixture | 208 | 480 | No | TRUE | 3.07 | 1904 | 0 | 1904 | 331 | 686 | 888 | 27 | [8 empty] | 3.07 | 1904 | 331 | 686 | 888 | 27 |  |  |  |  | 630 | 630 | 0 | 0.911 | 13.9 |  |  |  |  | 620.9 | 208 | 0.911 | 13.9 |  | 0-10V ANSI C137.1 (8V), 0-10V ANSI C137.1 (9V) | Dim to Off, Manual Dimming | RJ-14 | TRUE | TRUE |  |  |  |  | No | [14 empty] | TRUE | [8 empty] | TRUE | No | TRUE | [19 empty] | 2024-10-23
Horticultural | H-F9MR9F | Signify North America Corporation – Horti LED | Philips | GreenPower LED Production Module | TLF20 3600 3.5 RW2LB 277-400V [CC2,WC2] SB | 3 | RRRYKS | TRUE | Indoor (Non-stacked), Indoor (Stacked), Greenhouse | Top light | Sole-Source, Supplemental | AC | 40 | 14.3 | 5.1 |  | 5 | 27.6 in |  | 2024-11-12 |  | Horticultural Lighting Fixture | 277 | 400 | Yes | TRUE | 3.43 | 3564 | 0 | 3600 | 178 | 321 | 3065 | 36 | 3600 | 3.46 | [6 empty] | 3.48 | 3532 | 178 | 298 | 3056 | 34 | 3572 | 3.52 |  |  | 1040 | 1040 | 0 | 0.98 | 10 |  |  |  |  | 1013.8 | 277 | 1 | 9.3 |  | Zigbee 3.0, Zigbee - Manufacturer Specific, Power Line Communication, No | Dim to Off | Wireless Radio, Mains Cable + Wieland Connector, No | [6 empty] | No |  |  |  |  | Power Line Communication | TRUE | TRUE |  |  |  |  | No | [7 empty] | Mains Cable + Wieland Connector | TRUE |  | No | TRUE | No | [20 empty] | 2024-11-12
Horticultural | H-FGCJCT | JumpLights | JumpLights | Prism ETS | Prism ETS 200 GH3 | 3 | IIIOVS | TRUE | Indoor (Non-stacked), Indoor (Stacked), Greenhouse | Top light | Sole-Source, Supplemental | DC | 40 | 4.5 | 1 |  | 5 | 39.6 in | Please note that these DC-powered light sources are sold as components where complete systems are specified in the following format: Prism ETS 215 GH3, Prism ETS 430 GH3, Prism ETS 650 GH3 | 2024-11-11 |  | Horticultural Lighting Fixture | 49 | 52 | No | TRUE |  | 576 | 0 | 568.1 | 177 | 196 | 203 | 8 |  |  | 2.88 | 2.64 | [5 empty] | 576 | 177 | 196 | 203 | 8 |  |  | 2.88 |  | 200 | 200 | 0 |  |  | 4 | 218.7 | AC-derated performance is 91.44% efficiency at 100% loading on a 200W power source at 277V | 1 200W fixtures operating at 51V Series-wired with 5 feet of 18 AWG cabling to a 205W power source limits cabling losses to 0.30% | 200 | 51.6 | 0.944 | 12.8 | 3.876 | 0-10V IEC60929 Annex E | Dim to Off | M12 Waterproof connector |  |  | TRUE |  |  |  | No | [19 empty] | M12 Waterproof connector |  |  |  | TRUE | No | [20 empty] | 2024-11-11
Horticultural | H-G4XH4C | SLT LIGHTING TECHNOLOGY(DONGGUAN)CO., LTD | SLTMARKS | 1300W LED GROW LIGHT-FOLDABLE | STG-1300W-F-XX | 3 | PPPUFF | TRUE | Indoor (Non-stacked), Indoor (Stacked), Greenhouse | Top light | Sole-Source, Supplemental | AC | 45 | 42.72 | 2.64 |  | 5 | 70.8 in | XX in model number can be any letter | 2024-11-18 |  | Horticultural Lighting Fixture | 100 | 277 | No | TRUE | 2.84 | 3940 | 394 | 3940 | 807 | 1390 | 1745 | 239 | [8 empty] | 2.84 | 3940 | 807 | 1390 | 1745 | 239 |  |  |  |  | 1300 | 1300 | 130 | 0.96 | 9.5 |  |  |  |  | 1385 | 100 | 0.959 | 9.5 |  | 0-10V IEC60929 Annex E | No | RJ-12 |  |  | TRUE |  |  |  | No | [13 empty] | TRUE | [10 empty] | No | [20 empty] | 2024-11-18
Horticultural | H-GB64N9 | HLG | Horticulture Lighting Group | HLG Scorpion Diablo HV | HLG Scorpion Diablo HV | 3 | IIIORA | TRUE | Indoor (Non-stacked), Indoor (Stacked) | Top light | Sole-Source | AC | 40 | 36 | 3.75 |  | 5 | 39.6 in |  | 2024-11-20 |  | Horticultural Lighting Fixture | 240 | 277 | No | TRUE | 3.07 | 4615 | 0 | 1111.8 | 911 | 1417 | 2311 | 52 | [8 empty] | 3.07 | 4615 | 911 | 1417 | 2311 | 52 |  |  |  |  | 1501 | 313 | 0 | 0.99 | 7 |  |  |  |  | 1501.2 | 240 | 0.991 | 6.8 |  | 0-10V Other Protocol | Dim to Off | RJ-11 |  |  |  | TRUE |  |  | No | [12 empty] | TRUE | [10 empty] | TRUE | No | [18 empty] | Horizontal |  | 2024-11-20
Horticultural | H-HFCLWZ | Signify North America Corporation – Horti LED | Philips | GreenPower LED Production Module | TLF20 3700 3.6 RWF6 277-400V [CC3,WC3] QB | 3 | RRRYKS | TRUE | Indoor (Non-stacked), Indoor (Stacked), Greenhouse | Top light | Sole-Source, Supplemental | AC | 40 | 14.3 | 5.1 |  | 5 | 27.6 in |  | 2024-11-12 |  | Horticultural Lighting Fixture | 277 | 400 | Yes | TRUE | 3.24 | 3367 | 0 | 3700 | 168 | 168 | 3030 | 333 | 3700 | 3.56 | [6 empty] | 3.26 | 3424 | 163 | 174 | 3087 | 346 | 3775 | 3.59 |  |  | 1040 | 1040 | 0 | 0.98 | 10 |  |  |  |  | 1051.8 | 277 | 1 | 9 |  | Zigbee - Manufacturer Specific, Power Line Communication, No | Dim to Off | Wireless Radio, Mains Cable + Wieland Connector, No | [6 empty] | No |  |  |  |  | Power Line Communication |  | TRUE |  |  |  |  | No | [7 empty] | Mains Cable + Wieland Connector | TRUE |  | No | TRUE | No | [20 empty] | 2024-11-12
Horticultural | H-HFRQV7 | Signify North America Corporation – Horti LED | Philips | GreenPower LED Production Module | TLF20 3700 3.6 RWLB 277-400V [CC2,WC2] QB | 3 | RRRYKS | TRUE | Indoor (Non-stacked), Indoor (Stacked), Greenhouse | Top light | Sole-Source, Supplemental | AC | 40 | 14.3 | 5.1 |  | 5 | 27.6 in |  | 2024-11-12 |  | Horticultural Lighting Fixture | 277 | 400 | Yes | TRUE | 3.52 | 3663 | 0 | 3700 | 183 | 183 | 3297 | 37 | 3700 | 3.56 | [6 empty] | 3.61 | 3621 | 184 | 187 | 3250 | 21 | 3647 | 3.64 |  |  | 1040 | 1040 | 0 | 0.98 | 10 |  |  |  |  | 1002 | 277 | 1 | 8.7 |  | Zigbee - Manufacturer Specific, Power Line Communication, No | Dim to Off | Wireless Radio, Mains Cable + Wieland Connector, No | [6 empty] | No |  |  |  |  | Power Line Communication |  | TRUE |  |  |  |  | No | [7 empty] | Mains Cable + Wieland Connector | TRUE |  | No | TRUE | No | [20 empty] | 2024-11-12
Horticultural | H-HFYZV9 | JumpLights | JumpLights | Prism ETS | Prism ETS 200 GH1 | 3 | IIIOVS | TRUE | Indoor (Non-stacked), Indoor (Stacked), Greenhouse | Top light | Sole-Source, Supplemental | DC | 40 | 4.5 | 1 |  | 5 | 39.6 in | Please note that these DC-powered light sources are sold as components where complete systems are specified in the following format: Prism ETS 215 GH1, Prism ETS 430 GH1, Prism ETS 650 GH1 | 2024-11-11 |  | Horticultural Lighting Fixture | 49 | 52 | No | TRUE |  | 606 | 0 | 605.5 | 106 | 204 | 295 | 9 |  |  | 3.03 | 2.77 | [5 empty] | 606 | 106 | 204 | 295 | 9 |  |  | 3.03 |  | 200 | 200 | 0 |  |  | 4 | 218.8 | AC-derated performance is 91.4% efficiency at 100% loading on a 200W power source at 277V | 1 200W fixtures operating at 51V Series-wired with 5 feet of 18 AWG cabling to a 205W power source limits cabling losses to 0.30% | 200.05 | 50.22 | 0.94 | 13.2 | 3.984 | 0-10V IEC60929 Annex E | Dim to Off | M12 Waterproof connector |  |  | TRUE |  |  |  | No | [19 empty] | M12 Waterproof connector |  |  |  | TRUE | No | [20 empty] | 2024-11-11
Horticultural | H-HW995L | Signify North America Corporation – Horti LED | Philips | GreenPower LED Production Module | GPL PM 168 DRWFR_LB L120 C2 | 3 | RRRYJO | TRUE | Indoor (Non-stacked), Indoor (Stacked), Greenhouse | Top light | Sole-Source, Supplemental | AC | 40 | 2.2 | 1.73 |  | 5 | 46.8 in |  | 2024-11-14 |  | Horticultural Lighting Fixture | 120 | 277 | Yes | TRUE |  | 158 | 0 | 157.9 | 13 | 10 | 122 | 10 | 168 | 2.9 | [6 empty] | 2.64 | 154 | 12 | 23 | 119 | 11 | 165 | 2.83 |  |  | 58 | 58 | 0 | 0.9 | 10 |  |  |  |  | 58.4 | 120 | 0.99 | 7.7 |  | Power Line Communication | Dim to Off | Mains Cable + Wieland Connector, No | [6 empty] | No |  |  |  |  | Power Line Communication | [14 empty] | Mains Cable + Wieland Connector |  |  | No | TRUE | No | [20 empty] | 2024-11-14
Horticultural | H-JB1RBT | Signify North America Corporation – Horti LED | Philips | GreenPower LED Production Module | GPL PM 300 DRBWFR L240 3.2 C4 | 3 | RRRYJO |  | Indoor (Non-stacked), Indoor (Stacked), Greenhouse | Top light | Sole-Source, Supplemental | AC | 40 | 2.2 | 1.73 |  | 5 | 94.8 in |  | 2024-11-14 |  | Horticultural Lighting Fixture | 120 | 277 | Yes | TRUE |  | 282 | 0 | 282 | 34 | 17 | 231 | 18 | 300 | 3.45 | [16 empty] | 87 | 87 | 0 | 0.9 | 10 | [9 empty] | Power Line Communication | Dim to Off | Mains Cable + Wieland Connector, No | [6 empty] | No |  |  |  |  | Power Line Communication | [14 empty] | Mains Cable + Wieland Connector |  |  | No | TRUE | No | [20 empty] | 2024-11-14
Horticultural | H-KL091Y | Shenzhen Andy photoelectric technology Co., LTD | ANDY | 1100W LED GROW LIGHT-FOLDABLE | AD102-1100-2N1-180 | 3 | RRRYKU | TRUE | Indoor (Non-stacked), Indoor (Stacked), Greenhouse | Top light | Sole-Source, Supplemental | AC | 45 | 43.3 | 2.56 |  | 5 | 70.8 in |  | 2024-11-18 |  | Horticultural Lighting Fixture | 120 | 277 | Yes | TRUE | 2.79 | 3251 | 325 | 3251 | 559 | 1119 | 1574 | 169 | [8 empty] | 2.79 | 3251 | 559 | 1119 | 1574 | 169 |  |  |  |  | 1100 | 1110 | 110 | 0.97 | 5.7 |  |  |  |  | 1165 | 120 | 0.972 | 5.7 |  | 0-10V IEC60929 Annex E | No | RJ-45 |  |  | TRUE |  |  |  | No | [15 empty] | TRUE | [8 empty] | No | [20 empty] | 2024-11-18
Horticultural | H-LXX4PM | Signify North America Corporation – Horti LED | Philips | GreenPower LED Production Module | TLF20 3500 3.4 RW2LB 277-400V [CC2, WC2] QB | 3 | RRRYKS | TRUE | Indoor (Non-stacked), Indoor (Stacked), Greenhouse | Top light | Sole-Source, Supplemental | AC | 40 | 14.3 | 5.1 |  | 5 | 27.6 in |  | 2024-11-12 |  | Horticultural Lighting Fixture | 277 | 400 | Yes | TRUE | 3.33 | 3465 | 0 | 3500 | 173 | 312 | 2980 | 35 | 3500 | 3.37 | [6 empty] | 3.41 | 3458 | 172 | 296 | 2991 | 35 | 3498 | 3.45 |  |  | 1040 | 1040 | 0 | 0.98 | 10 |  |  |  |  | 1014.4 | 277 | 1 | 9.2 |  | Zigbee - Manufacturer Specific, Power Line Communication, No | Dim to Off | Wireless Radio, Mains Cable + Wieland Connector, No | [6 empty] | No |  |  |  |  | Power Line Communication |  | TRUE |  |  |  |  | No | [7 empty] | Mains Cable + Wieland Connector | TRUE |  | No | TRUE | No | [20 empty] | 2024-11-12
Horticultural | H-LZ1YTD | Signify North America Corporation – Horti LED | Philips | GreenPower LED Production Module | TLF20 4280 3.7 RWLB 277-400V [CC2,WC2] SB | 3 | RRRYKS | TRUE | Indoor (Non-stacked), Indoor (Stacked), Greenhouse | Top light | Sole-Source, Supplemental | AC | 40 | 14.3 | 5.1 |  | 5 | 27.6 in |  | 2024-11-12 |  | Horticultural Lighting Fixture | 277 | 400 | Yes | TRUE | 3.62 | 4237 | 0 | 4280 | 212 | 212 | 3814 | 43 | 4280 | 3.66 | [6 empty] | 3.69 | 4134 | 187 | 191 | 3755 | 31 | 4171 | 3.73 |  |  | 1170 | 1170 | 0 | 0.98 | 10 |  |  |  |  | 1118 | 277 | 1 | 8.3 |  | Zigbee 3.0, Zigbee - Manufacturer Specific, Power Line Communication, No | Dim to Off | Wireless Radio, Mains Cable + Wieland Connector, No | [6 empty] | No |  |  |  |  | Power Line Communication | TRUE | TRUE |  |  |  |  | No | [7 empty] | Mains Cable + Wieland Connector | TRUE |  | No | TRUE | No | [20 empty] | 2024-11-12
Horticultural | H-M417T7 | Shenzhen Hortiright Co Ltd | Hortiright | Horticultural Luminaires | HR-T800A | 3 | PPPUEW | TRUE | Indoor (Non-stacked), Greenhouse | Top light | Sole-Source, Supplemental | AC | 40 | 14.41 | 4.43 |  | 5 | 25.2 in |  | 2024-10-23 |  | Horticultural Lighting Fixture | 208 | 480 | No | TRUE | 3.1 | 2492 | 0 | 2492 | 410 | 841 | 1243 | 31 | [8 empty] | 3.1 | 2492 | 410 | 841 | 1243 | 31 |  |  |  |  | 800 | 800 | 0 | 0.935 | 10.5 |  |  |  |  | 805.2 | 208 | 0.935 | 10.5 |  | 0-10V ANSI C137.1 (8V), 0-10V ANSI C137.1 (9V) | Dim to Off, Manual Dimming | RJ-14 | TRUE | TRUE |  |  |  |  | No | [14 empty] | TRUE | [8 empty] | TRUE | No | TRUE | [19 empty] | 2024-10-23
Horticultural | H-MQ0KJ3 | Greenlux Lighting Solutions Ltd. | Valoya | RX600HV Solray385 | RX600HV Solray385 | 3 | RRRYIO |  | Indoor (Non-stacked), Greenhouse | Top light | Sole-Source, Supplemental | AC | 40 | 15.7 | 6.9 |  | 5 | 13.2 in |  | 2024-11-05 |  | Horticultural Lighting Fixture | 220 | 480 | No | TRUE | 2.5 | 1636 | 0 | 1635.6 | 333 | 620 | 682 | 55 | [18 empty] | 652.5 | 652.5 | 0 | 0.997 | 4.3 | [9 empty] | 0-10V IEC60929 Annex E | Dim to Off | Flying Leads |  |  | TRUE |  |  |  | No | [17 empty] | TRUE | [5 empty] | TRUE | No | [20 empty] | 2024-11-05
Horticultural | H-MYGBSQ | SUNSCAPE LLC | SUNSCAPE | Saber PRO Light Panels | PA-1-300-GM-120-T8 | 3 | UUUVWM | TRUE | Indoor (Non-stacked), Indoor (Stacked), Greenhouse | Top light | Supplemental | AC | 35 | 48 | 4.4 |  | 5 | 42.0 in |  | 2024-11-05 |  | Horticultural Lighting Fixture | 100 | 277 | No | TRUE | 3 | 910 | 91 | 909.8 | 215 | 395 | 300 | 15 | [8 empty] | 3 | 910 | 215 | 395 | 300 | 15 |  |  |  |  | 300 | 300 | 30 | 0.945 | 12 |  |  |  |  | 303.2 | 120 | 0.945 | 12 |  | 0-10V IEC60929 Annex E | No | Flying Leads |  |  | TRUE |  |  |  | No | [17 empty] | TRUE | [6 empty] | No | [20 empty] | 2024-11-05
Horticultural | H-PB7RYF | Eco Growtech Inc | Eco Growtech | LED Grow Light | SIRIUS 660 | 3 | RRRYKJ | TRUE | Indoor (Non-stacked), Indoor (Stacked), Greenhouse | Top light, Intra-canopy | Sole-Source, Supplemental | AC | 25 | 13.8 | 2.4 |  | 5 | 14.4 in |  | 2024-10-22 |  | Horticultural Lighting Fixture | 120 | 277 | No | TRUE | 2.62 | 1697 | 0 | 1697 | 278 | 684 | 737 | 36 | [8 empty] | 2.62 | 1697 | 278 | 684 | 737 | 36 |  |  |  |  | 650 | 650 | 0 | 0.967 | 13 |  |  |  |  | 647.7 | 120 | 0.967 | 13 |  | 0-10V Other Protocol | Dim to Off, Manual Dimming | RJ-11, RJ-12 |  |  |  | TRUE |  |  | No | [12 empty] | TRUE | TRUE | [9 empty] | TRUE | No | TRUE | [19 empty] | 2024-10-22
Horticultural | H-QGJ6X1 | Fluence Bioengineering | Fluence | VYPR4 | VR-4X-BP8+FR-WB-[S,B] | 3 | FFFKSG | TRUE | Indoor (Non-stacked), Greenhouse | Top light | Sole-Source, Supplemental | DC | 40 | 4.21 | 3.6 |  | 5 | 24.0 in |  | 2024-11-19 |  | Horticultural Lighting Fixture | 250 | 275 | No | TRUE |  | 1237 | 0 | 1236.5 | 71 | 113 | 1052 | 86 | 1321 |  | 3.2 | 3.06 | 3.42 |  |  |  |  | 1237 | 71 | 113 | 1052 | 86 | 1322 |  | 3.2 |  | 386 | 386 | 0 |  |  | 1.42 | 403 | AC-derated performance is 95.72% efficiency at 105.09% loading on a 1000W power source at 200V | AC-derated performance is 95.72% efficiency at 105.09% loading on a 1000W power source at 200V | 386.15 | 271.94 | 0.972 | 11 | 1.42 | 0-10V IEC60929 Annex E | Dim to Off | Flying Leads, M12 |  |  | TRUE |  |  |  | No | [17 empty] | TRUE |  | M12 |  |  |  | TRUE | No | [20 empty] | 2024-11-19
Horticultural | H-RBMDMZ | Signify North America Corporation – Horti LED | Philips | GreenPower LED Production Module | TLF20 4060 3.5 RWF6 277-400V [CC3,WC3] QB | 3 | RRRYKS | TRUE | Indoor (Non-stacked), Indoor (Stacked), Greenhouse | Top light | Sole-Source, Supplemental | AC | 40 | 14.3 | 5.1 |  | 5 | 27.6 in |  | 2024-11-12 |  | Horticultural Lighting Fixture | 277 | 400 | Yes | TRUE | 3.16 | 3695 | 0 | 4060 | 185 | 185 | 3325 | 365 | 4060 | 3.47 | [6 empty] | 3.15 | 3693 | 178 | 188 | 3327 | 383 | 4082 | 3.48 |  |  | 1170 | 1170 | 0 | 0.98 | 10 |  |  |  |  | 1171.4 | 277 | 1 | 8.5 |  | Zigbee - Manufacturer Specific, Power Line Communication, No | Dim to Off | Wireless Radio, Mains Cable + Wieland Connector, No | [6 empty] | No |  |  |  |  | Power Line Communication |  | TRUE |  |  |  |  | No | [7 empty] | Mains Cable + Wieland Connector | TRUE |  | No | TRUE | No | [20 empty] | 2024-11-12
Horticultural | H-S4QB6Y | Grower’s Choice | Grower's Choice | Horticultural Luminaires | ROI-FV(208V-480V) | 3 | PPPUFB | TRUE | Indoor (Non-stacked), Greenhouse | Top light | Sole-Source, Supplemental | AC | 35 | 40.94 | 4.33 |  | 5 | 45.6 in |  | 2024-10-30 |  | Horticultural Lighting Fixture | 208 | 480 | No | TRUE | 2.9 | 1003 | 0 | 1003 | 235 | 468 | 301 | 20 | [8 empty] | 2.9 | 1003 | 235 | 468 | 301 | 20 |  |  |  |  | 350 | 350 | 0 | 0.917 | 9.5 |  |  |  |  | 345.4 | 208 | 0.917 | 9.5 |  | 0-10V ANSI C137.1 (8V), 0-10V ANSI C137.1 (9V) | Dim to Off, Manual Dimming | RJ-14 | TRUE | TRUE |  |  |  |  | No | [14 empty] | TRUE | [8 empty] | TRUE | No | TRUE | [19 empty] | 2024-10-30
Horticultural | H-SA3ZGK | Ningbo Smart Electronics Co., Ltd. | ESTTECH | LED GROW LIGHT | EST-LED-GH001 | 3 | GGGGYY | TRUE | Indoor (Stacked), Greenhouse | Top light, Intra-canopy | Sole-Source, Supplemental | AC | 40 | 4.8 | 6.24 |  | 5 | 43.2 in |  | 2024-11-05 |  | Horticultural Lighting Fixture | 200 | 277 | No | TRUE | 2.34 | 1108 | 110 | 1100 | 135 | 530 | 444 | 31 | [8 empty] | 2.34 | 1108 | 135 | 530 | 444 | 31 |  |  |  |  | 480 | 480 | 50 | 0.999 | 2 |  |  |  |  | 472.7 | 200 | 0.999 | 2.3 |  | 0-10V ANSI C137.1 (8V) | Dim to Off | RJ-14 | TRUE | [5 empty] | No | [14 empty] | TRUE | [8 empty] | TRUE | No | [20 empty] | 2024-11-05
Horticultural | H-ST5Q97 | Secret Lighting | SECRET LIGHTING | Full Spectrum High PPE 1000W LED grow light | SL-1000 STEALTH | 3 | UUUVWS | TRUE | Indoor (Non-stacked), Indoor (Stacked) | Top light, Intra-canopy | Sole-Source, Supplemental | AC | 40 | 43.31 | 3.54 |  | 5 | 43.2 in |  | 2024-11-12 |  | Horticultural Lighting Fixture | 100 | 277 | No | TRUE | 2.85 | 3214 | 290 | 2900 | 538 | 1305 | 1282 | 60 | [8 empty] | 2.85 | 3124 | 538 | 1305 | 1282 | 60 |  |  |  |  | 1000 | 1000 | 100 | 0.977 | 4.9 |  |  |  |  | 1096 | 100 | 0.977 | 4.9 |  | 0-10V IEC60929 Annex E | Dim to Off, Manual Dimming | Flying Leads |  |  | TRUE |  |  |  | No | [17 empty] | TRUE | [5 empty] | TRUE | No | TRUE | [19 empty] | 2024-11-12
Horticultural | H-SV6PDM | SLT LIGHTING TECHNOLOGY(DONGGUAN)CO., LTD | SLTMARKS | 1300W LED GROW LIGHT-FOLDABLE | STG-1300W-FD-XX | 3 | PPPUFG | TRUE | Indoor (Non-stacked), Indoor (Stacked), Greenhouse | Top light | Sole-Source, Supplemental | AC | 45 | 42.72 | 3.31 |  | 5 | 70.8 in | XX in model number can be any letter | 2024-11-18 |  | Horticultural Lighting Fixture | 100 | 277 | Yes | TRUE | 2.86 | 3893 | 389 | 3893 | 907 | 1317 | 1671 | 131 | [8 empty] | 2.86 | 3893 | 907 | 1317 | 1671 | 131 |  |  |  |  | 1300 | 1300 | 130 | 0.96 | 8 |  |  |  |  | 1359.9 | 100 | 0.966 | 7.9 |  | 0-10V IEC60929 Annex E | Dim to Off, Manual Dimming | RJ-12 |  |  | TRUE |  |  |  | No | [13 empty] | TRUE | [9 empty] | TRUE | No | TRUE | [19 empty] | 2024-11-18
Horticultural | H-SY9ZNG | Signify North America Corporation – Horti LED | Philips | GreenPower LED Production Module | TLF20 4170 3.6 RWF6 277-400V [CC3,WC3] SB | 3 | RRRYKS |  | Indoor (Non-stacked), Indoor (Stacked), Greenhouse | Top light | Sole-Source, Supplemental | AC | 40 | 14.3 | 5.1 |  | 5 | 27.6 in |  | 2024-11-12 |  | Horticultural Lighting Fixture | 277 | 400 | Yes | TRUE | 3.24 | 3795 | 0 | 4170 | 190 | 190 | 3415 | 375 | 4170 | 3.56 | [16 empty] | 1170 | 1170 | 0 | 0.98 | 10 | [9 empty] | Zigbee 3.0, Zigbee - Manufacturer Specific, Power Line Communication, No | Dim to Off | Wireless Radio, Mains Cable + Wieland Connector, No | [6 empty] | No |  |  |  |  | Power Line Communication | TRUE | TRUE |  |  |  |  | No | [7 empty] | Mains Cable + Wieland Connector | TRUE |  | No | TRUE | No | [20 empty] | 2024-11-12
Horticultural | H-T29TY0 | SLT LIGHTING TECHNOLOGY(DONGGUAN)CO., LTD | SLTMARKS | 1200W LED GROW LIGHT-FOLDABLE | STG-1200W-F-XX | 3 | PPPUFD | TRUE | Indoor (Non-stacked), Indoor (Stacked), Greenhouse | Top light | Sole-Source, Supplemental | AC | 45 | 42.72 | 2.01 |  | 5 | 97.2 in | XX in model number can be any letter | 2024-11-14 |  | Horticultural Lighting Fixture | 100 | 277 | No | TRUE | 2.92 | 3711 | 371 | 3711 | 834 | 1281 | 1597 | 192 | [8 empty] | 2.92 | 3711 | 834 | 1281 | 1597 | 192 |  |  |  |  | 1200 | 1200 | 120 | 0.95 | 9.2 |  |  |  |  | 1271.6 | 100 | 0.95 | 9.3 |  | 0-10V IEC60929 Annex E | No | RJ-12 |  |  | TRUE |  |  |  | No | [13 empty] | TRUE | [10 empty] | No | [20 empty] | 2024-11-14
Horticultural | H-XZBTXL | Fluence Bioengineering | Fluence | SPYDR | SR-2R47-I-(LV,LVG)-(Blank,XXX)-(S,B) | 3 | FFFKSE | TRUE | Indoor (Non-stacked), Indoor (Stacked) | Top light | Sole-Source | AC | 35 | 42.8 | 4 |  | 5 | 46.8 in |  | 2024-10-28 |  | Horticultural Lighting Fixture | 120 | 277 | No | TRUE | 2.58 | 1640 | 0 | 1640 | 281 | 675 | 684 | 43 | 1673 | [7 empty] | 2.46 | 1588 | 271 | 651 | 666 | 46 | 1633 |  |  |  | 635.9 | 635.9 | 0 | 0.993 | 4.9 |  |  |  |  | 644.3 | 120 | 0.995 | 3.9 |  | 0-10V Other Protocol | Dim to Off | M12 |  |  |  | TRUE |  |  | No | [19 empty] | M12 |  |  |  | TRUE | No | [18 empty] | Horizontal |  | 2024-10-28
Horticultural | H-Y2Y29G | Shenzhen Number Energy Saving Corporation | SR720 |  | LED SR720 Pro | 3 | UUUVWQ | TRUE | Indoor (Non-stacked), Indoor (Stacked), Greenhouse | Top light | Sole-Source, Supplemental | AC | 35 | 43.62 | 2.44 |  | 5 | 43.2 in |  | 2024-11-11 |  | Horticultural Lighting Fixture | 120 | 277 | No |  | 2.45 | 1899 |  |  | 304 | 680 | 916 | 153 | [8 empty] | 2.45 | 1899 | 304 | 680 | 916 | 153 |  |  |  |  | 720 |  |  | 0.98 | 12 |  |  |  |  | 775.6 | 120 | 0.903 | 16 |  |  | No | [53 empty] | 2024-11-11
Horticultural | H-YQL2ZW | Eco Growtech Inc | Eco Growtech | LED Grow Light | SIRIUS 860 | 3 | RRRYKJ |  | Indoor (Non-stacked), Indoor (Stacked), Greenhouse | Top light, Intra-canopy | Sole-Source, Supplemental | AC | 25 | 14.4 | 6.7 |  | 5 | 20.4 in |  | 2024-10-22 |  | Horticultural Lighting Fixture | 120 | 277 | No | TRUE | 2.64 | 2142 | 0 | 2142 | 277 | 859 | 1008 | 51 | [18 empty] | 800 | 800 | 0 | 0.978 | 11.9 | [9 empty] | 0-10V Other Protocol | Dim to Off, Manual Dimming | RJ-11, RJ-12 |  |  |  | TRUE |  |  | No | [12 empty] | TRUE | TRUE | [9 empty] | TRUE | No | TRUE | [19 empty] | 2024-10-22
Horticultural | H-0F4700 | SINOWELL INC | FLEXSTAR |  | FLEXSTAR UNDER CANOPY 160W R5W | 3 | IIIOVJ |  | Indoor (Non-stacked), Indoor (Stacked), Greenhouse | Top light, Intra-canopy | Sole-Source, Supplemental | AC | 35 | 3.27 | 2.76 |  | 5 | 45.6 in |  | 2024-09-25 |  | Horticultural Lighting Fixture | 208 | 277 | No | TRUE | 2.85 | 456 | 0 | 456 | 72 | 140 | 244 | 8 | [18 empty] | 160 | 160 | 0 | 0.9 | 20 | [9 empty] | 0-10V IEC60929 Annex E, 0-10V ANSI C137.1 (8V), 0-10V ANSI C137.1 (9V) | Dim to Off | RJ-11 | TRUE | TRUE | TRUE |  |  |  | No | [12 empty] | TRUE | [10 empty] | TRUE | No | [20 empty] | 2024-09-25
Horticultural | H-1GQM56 | Fulton Science and Technology Lighting Co., Ltd. | Fulton Science & Technology Lighting Co., Ltd | LED Horticultural Luminaires | FLT-GL10E444SSP5Y | 3 | RRRYKF | TRUE | Indoor (Non-stacked), Indoor (Stacked), Greenhouse | Top light | Sole-Source, Supplemental | AC | 35 | 42.8 | 2.2 |  | 5 | 46.8 in |  | 2024-09-30 |  | Horticultural Lighting Fixture | 120 | 277 | Yes | TRUE | 2.62 | 2568 | 0 | 2568 | 601 | 849 | 1118 | 194 | [8 empty] | 2.62 | 2568 | 601 | 849 | 1118 | 194 |  |  |  |  | 979.9 | 979.9 | 0 | 0.999 | 5.9 |  |  |  |  | 979.9 | 120 | 0.999 | 5.9 |  | 0-10V ANSI C137.1 (9V) | Dim to Off | RJ-14 |  | TRUE |  |  |  |  | No | [14 empty] | TRUE | [8 empty] | TRUE | No | [20 empty] | 2024-09-30
Horticultural | H-1PS7D9 | Sollum technologies | Sollum Technologies | SF-CST | SF-06-HGH-CST-347-QC | 3 | EAEGFG | TRUE | Indoor (Non-stacked), Greenhouse | Top light | Sole-Source, Supplemental | AC | 35 | 8.5 | 5.7 |  | 5 | 31.2 in |  | 2024-09-26 |  | Horticultural Lighting Fixture | 347 | 347 | Yes | TRUE | 2.89 | 3010 | 0 | 3010 | 300 | 675 | 2035 | 90 | 3100 | 2.98 | [6 empty] | 2.88 | 2929 | 290 | 657 | 1982 | 87 | 3016 | 2.96 |  |  | 1040 | 1040 | 5 | 0.982 | 7.5 |  |  |  |  | 1017.54 | 347 | 0.982 | 7.5 |  | Yes, proprietary protocol | Energy Monitoring, Dim to Off | Yes, proprietary connector | [6 empty] | No |  |  |  |  | Yes, proprietary protocol | [14 empty] | Yes, proprietary connector |  |  |  | TRUE | Yes | [20 empty] | 2024-09-26
Horticultural | H-44BR72 | Acuity Brands Lighting | Verjure | Arize L2000 | VAE2 2 PKB [MVOLT, XVOLT] GZ10 XWD [All Options] | 3 | EAEGEW | TRUE | Indoor (Non-stacked), Greenhouse | Top light | Sole-Source, Supplemental | AC | 35 | 10.9 | 5.7 |  | 5 | 24.0 in |  | 2024-09-13 |  | Horticultural Lighting Fixture | 120 | 480 | No | TRUE | 2.92 | 1919 | 0 | 1919.4 | 275 | 283 | 1361 | 9 | 1929 | 2.94 | [6 empty] | 2.92 | 1919 | 275 | 283 | 1361 | 9 | 1929 | 2.94 |  |  | 657 | 657 | 1.5 | 0.9 | 9 |  |  |  |  | 657.37 | 120 | 0.97 | 8.2 |  | 0-10V Other Protocol | Dim to Off | VACNPQDLV3FT Dimming Cable |  |  |  | TRUE |  |  | No | [19 empty] | VACNPQDLV3FT Dimming Cable |  |  |  | TRUE | No | [18 empty] | Horizontal |  | 2024-09-13
Horticultural | H-4B2QDZ | Jusbtek LLC | Jusbtek | Grow LED Light | GL645W | 3 | IIIOVP | TRUE | Indoor (Non-stacked), Indoor (Stacked), Greenhouse | Top light, Intra-canopy | Sole-Source, Supplemental | AC | 35 | 47 | 2.62 |  | 5 | 50.4 in |  | 2024-10-15 |  | Horticultural Lighting Fixture | 100 | 277 | No | TRUE | 2.76 | 1780 | 0 | 1780 | 273 | 677 | 685 | 39 | [8 empty] | 2.71 | 1635 | 273 | 677 | 685 | 39 |  |  |  |  | 645 | 645 | 0 | 0.996 | 4 |  |  |  |  | 603.8 | 120 | 0.973 | 6.1 |  | 0-10V IEC60929 Annex E | Dim to Off, Manual Dimming | RJ-11 |  |  | TRUE |  |  |  | No | [12 empty] | TRUE | [10 empty] | TRUE | No | TRUE | [19 empty] | 2024-10-15
Horticultural | H-5SGJBB | Sollum technologies | Sollum Technologies | SF-ONE | SF-06-STD-ONE-347-QC | 3 | EAEGFH | TRUE | Indoor (Non-stacked), Greenhouse | Top light | Sole-Source, Supplemental | AC | 35 | 8.5 | 5.7 |  | 5 | 31.2 in |  | 2024-09-30 |  | Horticultural Lighting Fixture | 347 | 347 | Yes | TRUE | 2.87 | 2559 | 0 | 2559 | 349 | 224 | 1986 | 231 | 2790 | 3.13 |  |  |  |  | 120 |  | 2.87 | 2559 | 349 | 224 | 1986 | 231 | 2790 | 3.13 |  |  | 891 | 891 | 5 | 0.982 | 7.4 |  |  |  |  | 891.23 | 347 | 0.982 | 7.5 |  | Yes, proprietary protocol | Energy Monitoring, Dim to Off | Yes, proprietary connector | [6 empty] | No |  |  |  |  | Yes, proprietary protocol | [14 empty] | Yes, proprietary connector |  |  |  | TRUE | Yes | [20 empty] | 2024-09-30
Horticultural | H-5ZMV1J | Shenzhen guanke technologies Co., Ltd | GK |  | G57-120W-01 | 3 | IIIOVR | TRUE | Indoor (Non-stacked), Indoor (Stacked), Greenhouse | Top light | Supplemental | AC | 45 | 2.4 | 2.87 |  | 5 | 52.8 in |  | 2024-10-18 |  | Horticultural Lighting Fixture | 120 | 277 | No | TRUE | 3.05 | 353 | 0 | 353.4 | 21 | 39 | 294 | 2 | [8 empty] | 3.05 | 353 | 21 | 39 | 294 | 2 |  |  |  |  | 120 | 120 | 0 | 0.923 | 12.5 |  |  |  |  | 115.8 | 120 | 0.923 | 12.5 |  | 0-10V Other Protocol | Dim to Off | RJ-12 |  |  |  | TRUE |  |  | No | [13 empty] | TRUE | [9 empty] | TRUE | No | [20 empty] | 2024-10-18
Horticultural | H-6T5Z6Y | Fulton Science and Technology Lighting Co., Ltd. | Fulton Science & Technology Lighting Co., Ltd | LED Horticultural Luminaires | FLT-GL12E546Y | 3 | RRRYKF | TRUE | Indoor (Non-stacked), Indoor (Stacked), Greenhouse | Top light | Sole-Source, Supplemental | AC | 35 | 42.8 | 2.2 |  | 5 | 68.4 in |  | 2024-09-30 |  | Horticultural Lighting Fixture | 120 | 277 | Yes | TRUE | 2.55 | 3086 | 0 | 3086 | 715 | 1018 | 1353 | 228 | [8 empty] | 2.54 | 3086 | 715 | 1018 | 1353 | 228 |  |  |  |  | 1211 | 1211 | 0 | 0.999 | 5.7 |  |  |  |  | 1211 | 120 | 0.999 | 5.7 |  | 0-10V ANSI C137.1 (9V) | Dim to Off | RJ-14 |  | TRUE |  |  |  |  | No | [14 empty] | TRUE | [8 empty] | TRUE | No | [20 empty] | 2024-09-30
Horticultural | H-89B0LP | Best Lighting Products | CABAtech |  | CTV-185-U-ST-10U | 3 | PPPUEP | TRUE | Indoor (Non-stacked), Indoor (Stacked) | Top light | Sole-Source | AC | 40 | 13.03 | 2.7 |  | 5 | 40.8 in |  | 2024-09-24 |  | Horticultural Lighting Fixture | 120 | 277 | No | TRUE | 2.4 | 395 | 0 | 394.6 | 79 | 180 | 136 | 10 | 406 | 2.4 | [6 empty] | 2.4 | 395 | 79 | 180 | 136 | 10 | 406 | 2.4 |  |  | 166.06 | 160 | 0 | 0.9 | 2.3 |  |  |  |  | 166.065 | 120 | 0.972 | 5.9 |  | 0-10V IEC60929 Annex E, 0-10V ANSI C137.1 (9V) | Dim to Off | RJ-12, Preset switch |  | TRUE | TRUE |  |  |  | No | [13 empty] | TRUE | [5 empty] | Preset switch |  |  |  | TRUE | No | [18 empty] | Horizontal |  | 2024-09-24
Horticultural | H-99N1YL | Acuity Brands Lighting | Verjure | Arize L2000 | VAE2 2 PKT [MVOLT, XVOLT] GZ10 XWD [All Options] | 3 | EAEGEW | TRUE | Indoor (Non-stacked), Greenhouse | Top light | Sole-Source, Supplemental | AC | 35 | 10.9 | 5.7 |  | 5 | 24.0 in |  | 2024-09-13 |  | Horticultural Lighting Fixture | 120 | 480 | No | TRUE | 3.12 | 2046 | 0 | 2045.9 | 81 | 159 | 1806 | 9 | 2055 | 3.14 | [6 empty] | 3.12 | 2046 | 81 | 159 | 1806 | 9 | 2055 | 3.12 |  |  | 655 | 655 | 1.5 | 0.9 | 9 |  |  |  |  | 655.04 | 120 | 0.97 | 7.7 |  | 0-10V Other Protocol | Dim to Off | VACNPQDLV3FT Dimming Cable |  |  |  | TRUE |  |  | No | [19 empty] | VACNPQDLV3FT Dimming Cable |  |  |  | TRUE | No | [18 empty] | Horizontal |  | 2024-09-13
Horticultural | H-9LBYD4 | Grower’s Choice | Grower's Choice | Horticultural Luminaires | CPS-TSL800 | 3 | PPPUEU | TRUE | Indoor (Non-stacked), Greenhouse | Top light | Sole-Source, Supplemental | DC | 40 | 16.14 | 11.02 |  | 5 | 21.6 in |  | 2024-10-21 |  | Horticultural Lighting Fixture | 250 | 250 | No | TRUE |  | 2326 | 0 | 2326 | 526 | 827 | 975 | 25 |  |  | 2.95 | 2.58 | [5 empty] | 2326 | 526 | 827 | 975 | 25 |  |  | 2.951 |  | 800 | 800 | 0 |  |  | 3 | 914.3 |  |  | 788.2 | 250 |  |  | 3.153 | 0-10V ANSI C137.1 (8V), 0-10V ANSI C137.1 (9V) | Dim to Off, Manual Dimming | RJ-14 | TRUE | TRUE |  |  |  |  | No | [14 empty] | TRUE | [8 empty] | TRUE | No | TRUE | [19 empty] | 2024-10-21
Horticultural | H-BP0TWS | HLG | HLG | Under Canopy Grow Light | HLGUCL | 3 | UUUVWH | TRUE | Indoor (Non-stacked), Indoor (Stacked), Greenhouse | Top light | Supplemental | AC | 45 | 2.4 | 2.87 |  | 5 | 52.8 in |  | 2024-10-18 |  | Horticultural Lighting Fixture | 120 | 277 | No | TRUE | 3.05 | 353 | 0 | 353.4 | 21 | 39 | 294 | 2 | [8 empty] | 3.05 | 353 | 21 | 39 | 294 | 2 |  |  |  |  | 120 | 120 | 0 | 0.923 | 12.5 |  |  |  |  | 115.8 | 120 | 0.923 | 12.5 |  | 0-10V Other Protocol | Dim to Off | RJ-12 |  |  |  | TRUE |  |  | No | [13 empty] | TRUE | [9 empty] | TRUE | No | [20 empty] | 2024-10-29
Horticultural | H-CKCGJT | SINOWELL INC | FLEXSTAR |  | FLEXSTAR UNDER CANOPY 150W R5W | 3 | IIIOVJ | TRUE | Indoor (Non-stacked), Indoor (Stacked), Greenhouse | Top light, Intra-canopy | Sole-Source, Supplemental | AC | 35 | 3.27 | 2.76 |  | 5 | 45.6 in |  | 2024-09-25 |  | Horticultural Lighting Fixture | 208 | 277 | No | TRUE | 2.85 | 428 | 0 | 427.5 | 67 | 131 | 230 | 7 | [8 empty] | 2.86 | 421 | 66 | 128 | 226 | 7 |  |  |  |  | 150 | 150 | 0 | 0.9 | 20 |  |  |  |  | 146.9 | 208 | 0.938 | 13 |  | 0-10V IEC60929 Annex E, 0-10V ANSI C137.1 (8V), 0-10V ANSI C137.1 (9V) | Dim to Off | RJ-11 | TRUE | TRUE | TRUE |  |  |  | No | [12 empty] | TRUE | [10 empty] | TRUE | No | [20 empty] | 2024-09-25
Horticultural | H-CLYGC9 | Shenzhen guanke technologies Co., Ltd | GK | LED Grow Light | G57-120W-06 | 3 | UUUVWA | TRUE | Greenhouse | Top light | Supplemental | AC | 40 | 2.4 | 2.87 |  | 5 | 52.8 in |  | 2024-10-11 |  | Horticultural Lighting Fixture | 120 | 277 | No | TRUE | 2.65 | 301 | 30.1 | 300.9 | 18 | 33 | 250 | 2 | [8 empty] | 2.65 | 301 | 18 | 33 | 250 | 2 |  |  |  |  | 120 | 120 | 12 | 0.922 | 12.6 |  |  |  |  | 113.4 | 120 | 0.922 | 12.6 |  | 0-10V Other Protocol | No | RJ-12 |  |  |  | TRUE |  |  | No | [13 empty] | TRUE | [10 empty] | No | [20 empty] | 2024-10-11
Horticultural | H-CS50KK | Jusbtek LLC | Jusbtek | Grow LED Light | GL1010W | 3 | IIIOVP |  | Indoor (Non-stacked), Indoor (Stacked), Greenhouse | Top light, Intra-canopy | Sole-Source, Supplemental | AC | 35 | 47 | 2.63 |  | 5 | 74.4 in |  | 2024-10-15 |  | Horticultural Lighting Fixture | 185 | 277 | No | TRUE | 2.81 | 2989 | 0 | 2989 | 501 | 1236 | 1251 | 71 | [18 empty] | 1065 | 1065 | 0 | 0.993 | 4 | [9 empty] | 0-10V IEC60929 Annex E | Dim to Off, Manual Dimming | RJ-11 |  |  | TRUE |  |  |  | No | [12 empty] | TRUE | [10 empty] | TRUE | No | TRUE | [19 empty] | 2024-10-15
Horticultural | H-DWL12T | Acuity Brands Lighting | Verjure | Arize L2000 | VAE2 2 PKR [MVOLT, XVOLT] GZ10 XWD [All Options] | 3 | EAEGEW | TRUE | Indoor (Non-stacked), Greenhouse | Top light | Sole-Source, Supplemental | AC | 35 | 10.9 | 5.7 |  | 5 | 24.0 in |  | 2024-09-30 |  | Horticultural Lighting Fixture | 120 | 480 | No |  | 3.01 | 1901 |  |  | 143 | 283 | 1475 | 10 | 1911 | 3.03 | [6 empty] | 3.01 | 1901 | 143 | 283 | 1475 | 10 | 1911 | 3.03 |  |  | 631 |  |  | 0.9 | 9 |  |  |  |  | 631.08 | 120 | 0.968 | 8 |  |  | No | [51 empty] | Horizontal |  | 2024-09-30
Horticultural | H-DZ4PJ3 | Growgenics LLC | Growgenics | LED Horticultural Lighting | CPF-800W-1 | 3 | IIIOVE | TRUE | Indoor (Non-stacked), Indoor (Stacked), Greenhouse | Top light | Sole-Source, Supplemental | AC | 40 | 44.88 | 3.46 |  | 5 | 46.8 in |  | 2024-09-17 |  | Horticultural Lighting Fixture | 120 | 277 | No | TRUE | 2.59 | 2063 | 200 | 2063 | 247 | 778 | 1039 | 53 | [8 empty] | 2.59 | 2063 | 247 | 778 | 1039 | 53 |  |  |  |  | 800 | 800 | 80 | 0.968 | 8.4 |  |  |  |  | 795.3 | 120 | 0.968 | 8.4 |  | 0-10V Other Protocol | No | M16, M19 |  |  |  | TRUE |  |  | No | [19 empty] | M16, M19 |  |  |  |  | No | [20 empty] | 2024-09-17
Horticultural | H-FQB5XK | Atlantic Interstellar LLC | Atlantic Interstellar |  | AT-2C-UR-1100 | 3 | UUUVVL | TRUE | Indoor (Non-stacked), Indoor (Stacked), Greenhouse | Top light | Sole-Source, Supplemental | AC | 40 | 43 | 2 |  | 5 | 43.2 in |  | 2024-09-13 |  | Horticultural Lighting Fixture | 120 | 277 | Yes | TRUE | 2.8 | 2973 | 297.3 | 2973 | 608 | 1128 | 1238 | 118 | [8 empty] | 2.8 | 2973 | 608 | 1128 | 1238 | 118 |  |  |  |  | 1100 | 1110 | 110 | 0.98 | 7.5 |  |  |  |  | 1061.79 | 120 | 0.998 | 6.3 |  | 0-10V IEC60929 Annex E | Manual Dimming | RJ-45 |  |  | TRUE |  |  |  | No | [15 empty] | TRUE | [8 empty] | No | TRUE | [19 empty] | 2024-09-13
Horticultural | H-G00FYS | SINOWELL INC | FLEXSTAR |  | FLEXSTAR UNDER CANOPY 160W R8W | 3 | IIIOVJ | TRUE | Indoor (Non-stacked), Indoor (Stacked), Greenhouse | Top light, Intra-canopy | Sole-Source, Supplemental | AC | 35 | 3.27 | 2.76 |  | 5 | 45.6 in |  | 2024-09-25 |  | Horticultural Lighting Fixture | 208 | 277 | No | TRUE | 3 | 480 | 0 | 480 | 35 | 65 | 370 | 4 | [8 empty] | 3.01 | 474 | 34 | 64 | 376 | 4 |  |  |  |  | 160 | 160 | 0 | 0.9 | 20 |  |  |  |  | 157.6 | 208 | 0.945 | 12.5 |  | 0-10V IEC60929 Annex E, 0-10V ANSI C137.1 (8V), 0-10V ANSI C137.1 (9V) | Dim to Off | RJ-11 | TRUE | TRUE | TRUE |  |  |  | No | [12 empty] | TRUE | [10 empty] | TRUE | No | [20 empty] | 2024-09-25
Horticultural | H-GL7HRW | Atlantic Interstellar LLC | Atlantic Interstellar |  | AT-2C-UR-1320 | 3 | UUUVVL |  | Indoor (Non-stacked), Indoor (Stacked), Greenhouse | Top light | Sole-Source, Supplemental | AC | 40 | 43 | 2 |  | 5 | 72.0 in |  | 2024-09-13 |  | Horticultural Lighting Fixture | 120 | 277 | Yes | TRUE | 2.78 | 3534 | 353.4 | 3534 | 719 | 1369 | 1448 | 139 | [18 empty] | 1320 | 1320 | 132 | 0.93 | 10.5 | [9 empty] | 0-10V IEC60929 Annex E | Manual Dimming | RJ-45 |  |  | TRUE |  |  |  | No | [15 empty] | TRUE | [8 empty] | No | TRUE | [19 empty] | 2024-09-13
Horticultural | H-HF2KZ6 | PhotonTek, Inc. | PhotonTek |  | X 600W PRO 3.1 277V | 3 | IIIOVH | TRUE | Indoor (Non-stacked) | Top light | Sole-Source, Supplemental | AC | 40 | 42.95 | 3.2 |  | 5 | 46.8 in | the product is only qualified with 6 light bars | 2024-09-17 |  | Horticultural Lighting Fixture | 277 | 277 | No | TRUE | 3.07 | 1928 | 0 | 1927.8 | 279 | 773 | 876 | 25 | [8 empty] | 3.07 | 1928 | 279 | 773 | 876 | 25 |  |  |  |  | 627.7 | 627.7 | 0 | 0.958 | 9.2 |  |  |  |  | 627.7 | 277 | 0.958 | 9.2 |  | 0-10V IEC60929 Annex E | Dim to Off, Manual Dimming | SIGNAL IN |  |  | TRUE |  |  |  | No | [19 empty] | SIGNAL IN |  |  |  | TRUE | No | TRUE | [19 empty] | 2024-09-17
Horticultural | H-HHMC3V | Putian Beltri Inc. | U-LIGHT |  | ER-08B-860W | 3 | PPPUEO | TRUE | Indoor (Non-stacked), Indoor (Stacked), Greenhouse | Top light | Supplemental | AC | 40 | 44.88 | 2.72 |  | 5 | 46.8 in |  | 2024-09-24 |  | Horticultural Lighting Fixture | 120 | 277 | No | TRUE | 2.76 | 2438 | 243.8 | 2438 | 397 | 863 | 1179 | 58 | [8 empty] | 2.76 | 2438 | 397 | 863 | 1179 | 58 |  |  |  |  | 860 | 860 | 86 | 0.98 | 7.3 |  |  |  |  | 884.4 | 120 | 0.98 | 7.3 |  | 0-10V IEC60929 Annex E | Manual Dimming | RJ-14, Flying Leads |  |  | TRUE |  |  |  | No | [14 empty] | TRUE |  |  | TRUE | [6 empty] | No | TRUE | [19 empty] | 2024-09-24
Horticultural | H-JTQ4C8 | Atlantic Interstellar LLC | Atlantic Interstellar |  | AT-2C-UR-1750 | 3 | UUUVVL | TRUE | Indoor (Non-stacked), Indoor (Stacked), Greenhouse | Top light | Sole-Source, Supplemental | AC | 40 | 43 | 2 |  | 5 | 90.0 in |  | 2024-09-13 |  | Horticultural Lighting Fixture | 120 | 277 | Yes | TRUE | 2.77 | 4685 | 468.5 | 4685 | 952 | 1819 | 1916 | 181 | [8 empty] | 2.77 | 4685 | 952 | 1819 | 1916 | 181 |  |  |  |  | 1750 | 1750 | 175 | 0.98 | 6.7 |  |  |  |  | 1693.8 | 120 | 0.996 | 6.3 |  | 0-10V IEC60929 Annex E | Manual Dimming | RJ-45 |  |  | TRUE |  |  |  | No | [15 empty] | TRUE | [8 empty] | No | TRUE | [19 empty] | 2024-09-13
Horticultural | H-KDJHB2 | PhotonTek, Inc. | PhotonTek |  | X 1000W PRO EVO 3.1 277V | 3 | IIIOVG | TRUE | Indoor (Non-stacked) | Top light | Sole-Source, Supplemental | AC | 40 | 42.95 | 3.2 |  | 5 | 46.8 in | The product is only qualified with 10 light bars | 2024-09-17 |  | Horticultural Lighting Fixture | 277 | 277 | No | TRUE | 3.05 | 3278 | 0 | 3228 | 467 | 1295 | 1467 | 42 | [8 empty] | 3.05 | 3228 | 467 | 1295 | 1467 | 42 |  |  |  |  | 1058.14 | 1058.1 | 0 | 0.973 | 6 |  |  |  |  | 1058.14 | 277 | 0.973 | 6 |  | 0-10V IEC60929 Annex E | Dim to Off, Manual Dimming | SIGNAL IN |  |  | TRUE |  |  |  | No | [19 empty] | SIGNAL IN |  |  |  | TRUE | No | TRUE | [19 empty] | 2024-09-17
Horticultural | H-KLCT1C | Putian Beltri Inc. | LIGHTHOUSE |  | ER-08B-860W | 3 | PPPUEO |  | Indoor (Non-stacked), Indoor (Stacked), Greenhouse | Top light | Supplemental | AC | 40 | 44.88 | 2.72 |  | 5 | 46.8 in |  | 2024-09-24 |  | Horticultural Lighting Fixture | 120 | 277 | No | TRUE | 2.76 | 2438 | 243.8 | 2438 | 397 | 863 | 1179 | 58 | [18 empty] | 860 | 860 | 86 | 0.98 | 7.3 | [9 empty] | 0-10V IEC60929 Annex E | Manual Dimming | RJ-14, Flying Leads |  |  | TRUE |  |  |  | No | [14 empty] | TRUE |  |  | TRUE | [6 empty] | No | TRUE | [19 empty] | 2024-09-24
Horticultural | H-LKDF98 | Shenzhen guanke technologies Co., Ltd | GK |  | G57-120W-05 | 3 | IIIOVR | TRUE | Indoor (Non-stacked), Indoor (Stacked), Greenhouse | Top light | Supplemental | AC | 45 | 2.4 | 2.87 |  | 5 | 52.8 in |  | 2024-10-18 |  | Horticultural Lighting Fixture | 120 | 277 | No | TRUE | 2.59 | 302 | 0 | 302.2 | 49 | 120 | 133 | 7 | [8 empty] | 2.59 | 302 | 49 | 120 | 133 | 7 |  |  |  |  | 120 | 120 | 0 | 0.921 | 13 |  |  |  |  | 116.6 | 120 | 0.921 | 13 |  | 0-10V Other Protocol | Dim to Off | RJ-12 |  |  |  | TRUE |  |  | No | [13 empty] | TRUE | [9 empty] | TRUE | No | [20 empty] | 2024-10-18
Horticultural | H-M8N665 | SINOWELL INC | FLEXSTAR |  | FLEXSTAR UNDER CANOPY 150W R8W | 3 | IIIOVJ | TRUE | Indoor (Non-stacked), Indoor (Stacked), Greenhouse | Top light, Intra-canopy | Sole-Source, Supplemental | AC | 35 | 3.27 | 2.76 |  | 5 | 45.6 in |  | 2024-09-25 |  | Horticultural Lighting Fixture | 208 | 277 | No | TRUE | 3 | 450 | 0 | 450 | 32 | 62 | 356 | 4 | [8 empty] | 3.06 | 454 | 32 | 62 | 360 | 4 |  |  |  |  | 150 | 150 | 0 | 0.9 | 20 |  |  |  |  | 148.24 | 208 | 0.938 | 12.8 |  | 0-10V IEC60929 Annex E, 0-10V ANSI C137.1 (8V), 0-10V ANSI C137.1 (9V) | Dim to Off | RJ-11 | TRUE | TRUE | TRUE |  |  |  | No | [12 empty] | TRUE | [10 empty] | TRUE | No | [20 empty] | 2024-09-25
Horticultural | H-MC1DYG | ICY LLC | ICY | Under Canopy Grow Light | ICY POP | 3 | UUUVWO | TRUE | Indoor (Non-stacked), Indoor (Stacked), Greenhouse | Top light | Supplemental | AC | 45 | 2.4 | 2.87 |  | 5 | 52.8 in |  | 2024-10-18 |  | Horticultural Lighting Fixture | 120 | 277 | No | TRUE | 2.59 | 302 | 0 | 302.2 | 49 | 120 | 133 | 7 | [8 empty] | 2.59 | 302 | 49 | 120 | 133 | 7 |  |  |  |  | 120 | 120 | 0 | 0.921 | 13 |  |  |  |  | 116.6 | 120 | 0.921 | 13 |  | 0-10V Other Protocol | Dim to Off | RJ-12 |  |  |  | TRUE |  |  | No | [13 empty] | TRUE | [9 empty] | TRUE | No | [20 empty] | 2024-11-06
Horticultural | H-MVLGMM | California LightWorks | California LightWorks |  | MD-UC-120W-HR | 3 | UUUVVX | TRUE | Indoor (Non-stacked), Indoor (Stacked), Greenhouse | Top light | Supplemental | DC | 40 | 2.4 | 2.8 |  | 5 | 51.6 in |  | 2024-09-30 |  | Horticultural Lighting Fixture | 12 | 12 | No | TRUE |  | 350 | 0 | 349.5 | 22 | 39 | 288 | 3 |  |  | 2.68 | 2.35 | [5 empty] | 350 | 22 | 39 | 288 | 3 |  |  | 2.675 |  | 120 | 120 | 0 |  |  | 11 | 137.1 |  |  | 130.7 | 12 |  |  |  | 0-10V Other Protocol | Dim to Off | RJ-12 |  |  |  | TRUE |  |  | No | [13 empty] | TRUE | [9 empty] | TRUE | No | [20 empty] | 2024-09-30
Horticultural | H-N37UXYN | Ningbo Smart Electronics Co., Ltd. | ESTTECH | LED GROW LIGHT | EST-LED-480-I | 3 | RRRYKA | TRUE | Indoor (Stacked), Greenhouse | Top light, Intra-canopy | Sole-Source, Supplemental | AC | 40 | 43.2 | 3.12 |  | 5 | 48.0 in |  | 2024-09-19 |  | Horticultural Lighting Fixture | 120 | 277 | No | TRUE | 2.38 | 1165 | 110 | 1160 | 144 | 557 | 464 | 30 | [8 empty] | 2.38 | 1165 | 144 | 557 | 464 | 30 |  |  |  |  | 480 | 480 | 70 | 0.995 | 3.3 |  |  |  |  | 489.1 | 120 | 0.995 | 3.3 |  | 0-10V ANSI C137.1 (8V) | Dim to Off | RJ-14 | TRUE | [5 empty] | No | [14 empty] | TRUE | [8 empty] | TRUE | No | [20 empty] | 2024-09-19
Horticultural | H-Q8VW1L | ICY LLC | ICY | Under Canopy Grow Light | ICY POP+ | 3 | UUUVWO | TRUE | Indoor (Non-stacked), Indoor (Stacked), Greenhouse | Top light | Supplemental | AC | 45 | 2.4 | 2.87 |  | 5 | 52.8 in |  | 2024-10-18 |  | Horticultural Lighting Fixture | 120 | 277 | No | TRUE | 3.05 | 353 | 0 | 353.4 | 21 | 39 | 294 | 2 | [8 empty] | 3.05 | 353 | 21 | 39 | 294 | 2 |  |  |  |  | 120 | 120 | 0 | 0.923 | 12.5 |  |  |  |  | 115.8 | 120 | 0.923 | 12.5 |  | 0-10V Other Protocol | Dim to Off | RJ-12 |  |  |  | TRUE |  |  | No | [13 empty] | TRUE | [9 empty] | TRUE | No | [20 empty] | 2024-11-06
Horticultural | H-QC8GLB | Shenzhen guanke technologies Co., Ltd | GK | LED Grow Light | G36-920W-01 | 3 | UUUVWB | TRUE | Greenhouse | Top light | Supplemental | AC | 50 | 44.8 | 1.89 |  | 5 | 44.4 in |  | 2024-10-11 |  | Horticultural Lighting Fixture | 220 | 277 | No | TRUE | 2.82 | 2316 | 231.6 | 2316 | 392 | 844 | 1081 | 46 | [8 empty] | 2.82 | 2316 | 392 | 844 | 1081 | 46 |  |  |  |  | 820 | 820 | 82 | 0.983 | 3.9 |  |  |  |  | 820.2 | 220 | 0.983 | 3.9 |  | 0-10V Other Protocol | No | RJ-12 |  |  |  | TRUE |  |  | No | [13 empty] | TRUE | [10 empty] | No | [20 empty] | 2024-10-11
Horticultural | H-QL7PRH | Acuity Brands Lighting | Verjure | Arize L2000 | VAE2 2 PKF [MVOLT, XVOLT] GZ10 XWD [All Options] | 3 | EAEGEW | TRUE | Indoor (Non-stacked), Greenhouse | Top light | Sole-Source, Supplemental | AC | 35 | 10.9 | 5.7 |  | 5 | 24.0 in |  | 2024-09-13 |  | Horticultural Lighting Fixture | 120 | 480 | No | TRUE | 2.81 | 1764 | 0 | 1763.8 | 143 | 283 | 1338 | 117 | 1882 | 2.99 | [6 empty] | 2.81 | 1764 | 143 | 283 | 1338 | 117 | 1882 | 2.99 |  |  | 629 | 629 | 1.5 | 0.9 | 9 |  |  |  |  | 628.63 | 120 | 0.968 | 8.4 |  | 0-10V Other Protocol | Dim to Off | VACNPQDLV3FT Dimming Cable |  |  |  | TRUE |  |  | No | [19 empty] | VACNPQDLV3FT Dimming Cable |  |  |  | TRUE | No | [18 empty] | Horizontal |  | 2024-09-13
Horticultural | H-QVMVNZ | Hawthorne Gardening Company | Agrolux | WEGA Dual Plus | HGC906384 | 3 | UUUVVU | TRUE | Indoor (Non-stacked), Greenhouse | Top light | Sole-Source, Supplemental | AC | 35 | 11.42 | 4.72 |  | 5 | 24.0 in |  | 2024-09-26 |  | Horticultural Lighting Fixture | 277 | 347 | Yes | TRUE | 3.15 | 2361 | 0 | 2360.9 | 109 | 131 | 2123 | 294 | [8 empty] | 3.15 | 2361 | 109 | 131 | 2123 | 294 |  |  |  |  | 751 | 750.6 | 0 | 0.989 | 8 |  |  |  |  | 750.6 | 347 | 0.98 | 6.6 |  | PLC (Power Line Communiction) controller integral to one LED driver converts PLC dimming signal to the appropriate dimming signal to both LED drivers. | Dim to Off | Power inlet. The transmission is through the power line (PLC). | [6 empty] | No |  |  |  |  | PLC (Power Line Communiction) controller integral to one LED driver converts PLC dimming signal to the appropriate dimming signal to both LED drivers. | [14 empty] | Power inlet. The transmission is through the power line (PLC). |  |  |  | TRUE | No | [20 empty] | 2024-09-26
Horticultural | H-R2X46G | Jusbtek LLC | Jusbtek | Grow LED Light | GL810W | 3 | IIIOVP | TRUE | Indoor (Non-stacked), Indoor (Stacked), Greenhouse | Top light, Intra-canopy | Sole-Source, Supplemental | AC | 35 | 47 | 2.63 |  | 5 | 58.8 in |  | 2024-10-15 |  | Horticultural Lighting Fixture | 100 | 277 | No | TRUE | 2.76 | 2236 | 0 | 2236 | 384 | 939 | 947 | 54 | [8 empty] | 2.71 | 2270 | 384 | 939 | 947 | 54 |  |  |  |  | 810 | 810 | 0 | 0.99 | 8 |  |  |  |  | 838.5 | 120 | 0.986 | 10.3 |  | 0-10V IEC60929 Annex E | Dim to Off, Manual Dimming | RJ-11 |  |  | TRUE |  |  |  | No | [12 empty] | TRUE | [10 empty] | TRUE | No | TRUE | [19 empty] | 2024-10-15
Horticultural | H-R95MWS | Alionco Tech Inc | Alionco | LED GROW LIGHT | AGT340HU836D01 | 3 | UUUVVM | TRUE | Indoor (Non-stacked) | Top light | Sole-Source | AC | 40 | 43.11 | 1.97 |  | 5 | 46.8 in |  | 2024-09-16 |  | Horticultural Lighting Fixture | 120 | 277 | No |  | 2.77 | 956 |  |  | 242 | 410 | 304 | 15 | [8 empty] | 2.77 | 956 | 242 | 410 | 304 | 15 |  |  |  |  | 340 |  |  | 0.998 | 1.3 |  |  |  |  | 344.8 | 120 | 0.998 | 1.3 |  |  | No | [53 empty] | 2024-09-16
Horticultural | H-SHK95K | Shenzhen guanke technologies Co., Ltd | GK | LED Grow Light | G30-750W-01 | 3 | UUUVVK | TRUE | Greenhouse | Top light | Supplemental | AC | 45 | 44.78 | 1.57 |  | 5 | 43.2 in |  | 2024-09-13 |  | Horticultural Lighting Fixture | 220 | 277 | No | TRUE | 2.88 | 2089 | 0 | 0 | 343 | 845 | 903 | 55 | [8 empty] | 2.88 | 2089 | 343 | 845 | 903 | 54 |  |  |  |  | 750 | 0 | 0 | 0.982 | 3.7 |  |  |  |  | 725.3 | 220 | 0.991 | 3.2 |  | 0-10V Other Protocol | Dim to Off | RJ-12 |  |  |  | TRUE |  |  | No | [13 empty] | TRUE | [9 empty] | TRUE | No | [20 empty] | 2024-09-13
Horticultural | H-TK1DXM | Thrive Agritech | Thrive Agritech | Strata LED Light Bar | STR-120-BRFR | 3 | IIIOVK | TRUE | Indoor (Stacked) | Top light | Sole-Source | DC | 40 | 0.9 | 1.1 |  | 5 | 48.0 in |  | 2024-09-26 |  | Horticultural Lighting Fixture | 17 | 17 | No | TRUE |  | 107 | 10.7 | 107.2 | 15 | 0 | 92 | 14 |  |  | 3.15 | 2.88 | [5 empty] | 107 | 15 | 0 | 92 | 14 |  |  | 3.19 |  | 34 | 34 | 3.4 |  |  | 2 | 36 |  |  | 33.64 | 17 |  |  | 2 | DC Input Power | No | [7 empty] | No |  |  |  |  | DC Input Power | [19 empty] | No | [20 empty] | 2024-09-26
Horticultural | H-V7RWMK | Grower’s Choice | Grower's Choice | Horticultural Luminaires | TSL-650 | 3 | PPPUES | TRUE | Indoor (Non-stacked), Greenhouse | Top light | Sole-Source, Supplemental | AC | 35 | 15.91 | 7.48 |  | 5 | 22.8 in |  | 2024-10-18 |  | Horticultural Lighting Fixture | 208 | 480 | No | TRUE | 3.04 | 1951 | 0 | 1951 | 499 | 671 | 783 | 19 | [8 empty] | 3.04 | 1951 | 499 | 671 | 783 | 19 |  |  |  |  | 650 | 650 | 0 | 0.908 | 12.5 |  |  |  |  | 642.8 | 208 | 0.908 | 12.5 |  | 0-10V ANSI C137.1 (8V), 0-10V ANSI C137.1 (9V) | Dim to Off, Manual Dimming | RJ-14 | TRUE | TRUE |  |  |  |  | No | [14 empty] | TRUE | [8 empty] | TRUE | No | TRUE | [19 empty] | 2024-10-18
Horticultural | H-VJTXCQ | ICY LLC | ICY | Under Canopy Grow Light | ICY-UC-1 | 3 | UUUVWO | TRUE | Indoor (Non-stacked), Indoor (Stacked), Greenhouse | Top light | Supplemental | AC | 45 | 2.4 | 2.87 |  | 5 | 52.8 in |  | 2024-10-18 |  | Horticultural Lighting Fixture | 120 | 277 | No | TRUE | 2.59 | 302 | 0 | 302.2 | 49 | 120 | 133 | 7 | [8 empty] | 2.59 | 302 | 49 | 120 | 133 | 7 |  |  |  |  | 120 | 120 | 0 | 0.921 | 13 |  |  |  |  | 116.6 | 120 | 0.921 | 13 |  | 0-10V Other Protocol | Dim to Off | RJ-12 |  |  |  | TRUE |  |  | No | [13 empty] | TRUE | [9 empty] | TRUE | No | [20 empty] | 2024-11-06
Horticultural | H-VK95TC | Signify North America Corporation – Horti LED | Philips | GreenPower LED Production Module | GPL PM 168 DRW_LB L120 3.2 C1 | 3 | RRRYJP | TRUE | Indoor (Non-stacked), Indoor (Stacked), Greenhouse | Top light | Sole-Source, Supplemental | AC | 40 | 2.2 | 1.73 |  | 5 | 46.8 in |  | 2024-09-09 |  | Horticultural Lighting Fixture | 120 | 277 | No | TRUE |  | 168 | 0 | 168 | 13 | 10 | 129 |  | 168 | 2.85 | [6 empty] | 2.79 | 164 | 13 | 24 | 126 | 2 | 166 | 2.82 |  |  | 59 | 59 | 0 | 0.9 | 10 |  |  |  |  | 58.7 | 120 | 0.99 | 8.2 |  | Power Line Communication | Dim to Off | Mains Cable + Wieland Connector, No | [6 empty] | No |  |  |  |  | Power Line Communication | [14 empty] | Mains Cable + Wieland Connector |  |  | No | TRUE | No | [20 empty] | 2024-09-09
Horticultural | H-VV878F | Scynce LED | Scynce LED | Dragon Alpha III | Alpha III (52840) | 3 | IIIOVN | TRUE | Indoor (Non-stacked), Greenhouse | Top light | Sole-Source, Supplemental | AC | 30 | 7 | 4 |  | 5 | 43.2 in |  | 2024-09-30 |  | Horticultural Lighting Fixture | 120 | 480 | Yes | TRUE | 2.46 | 1621 | 0 | 1620.8 | 249 | 585 | 788 | 72 | 1695 | 2.57 | [6 empty] | 2.46 | 1621 | 249 | 585 | 788 | 72 | 1695 | 2.57 |  |  | 658.9 | 658.9 | 1 | 0.995 | 8.1 |  |  |  |  | 658.9 | 120 | 0.942 | 10.8 |  | YES, Proprietary RS485 | Dim to Off | Proprietary Data and Power Plugs | [6 empty] | No |  |  |  |  | YES, Proprietary RS485 | [14 empty] | Proprietary Data and Power Plugs |  |  |  | TRUE | No | [20 empty] | 2024-09-30
Horticultural | H-WRX9YY | HLG | Horticulture Lighting Group | HLG700 V2 HV | HLG700 V2 HV | 3 | PPPUEL | TRUE | Indoor (Non-stacked), Indoor (Stacked) | Top light | Sole-Source | AC | 40 | 27.13 | 3.75 |  | 5 | 27.6 in |  | 2024-09-17 |  | Horticultural Lighting Fixture | 240 | 277 | No | TRUE | 3.06 | 2144 | 0 | 1111.8 | 438 | 669 | 1048 | 25 | [8 empty] | 3.06 | 2144 | 438 | 669 | 1048 | 25 |  |  |  |  | 702 | 313 | 0 | 0.994 | 7 |  |  |  |  | 701.6 | 240 | 0.991 | 7.2 |  | 0-10V Other Protocol | Dim to Off | RJ-11 |  |  |  | TRUE |  |  | No | [12 empty] | TRUE | [10 empty] | TRUE | No | [18 empty] | Horizontal |  | 2024-09-17
Horticultural | H-XKDMFH | Grower’s Choice | Grower's Choice | Horticultural Luminaires | TSL-800 | 3 | PPPUET | TRUE | Indoor (Non-stacked), Greenhouse | Top light | Sole-Source, Supplemental | AC | 35 | 15.91 | 7.48 |  | 5 | 22.8 in |  | 2024-10-18 |  | Horticultural Lighting Fixture | 208 | 480 | No | TRUE | 3 | 2438 | 0 | 2438 | 606 | 849 | 985 | 25 | [8 empty] | 3 | 2438 | 606 | 849 | 985 | 25 |  |  |  |  | 800 | 800 | 0 | 0.936 | 11.9 |  |  |  |  | 812.5 | 208 | 0.936 | 11.9 |  | 0-10V ANSI C137.1 (8V), 0-10V ANSI C137.1 (9V) | Dim to Off, Manual Dimming | RJ-14 | TRUE | TRUE |  |  |  |  | No | [14 empty] | TRUE | [8 empty] | TRUE | No | TRUE | [19 empty] | 2024-10-18
Horticultural | H-Y9525F | Acuity Brands Lighting | Verjure | Arize L2000 | VAE2 2 BRI [MVOLT, XVOLT] GZ10 XWD [All Options] | 3 | EAEGEW | TRUE | Indoor (Non-stacked), Greenhouse | Top light | Sole-Source, Supplemental | AC | 35 | 10.9 | 5.7 |  | 5 | 24.0 in |  | 2024-09-13 |  | Horticultural Lighting Fixture | 120 | 480 | No | TRUE | 2.55 | 1767 | 0 | 1766.8 | 317 | 577 | 873 | 15 | 1782 | 2.57 | [6 empty] | 2.55 | 1767 | 317 | 577 | 873 | 15 | 1782 | 2.57 |  |  | 693 | 693 | 1.5 | 0.9 | 9 |  |  |  |  | 693.13 | 120 | 0.972 | 7.8 |  | 0-10V Other Protocol | Dim to Off | VACNPQDLV3FT Dimming Cable |  |  |  | TRUE |  |  | No | [19 empty] | VACNPQDLV3FT Dimming Cable |  |  |  | TRUE | No | [18 empty] | Horizontal |  | 2024-09-13
Horticultural | H-YNQ4CG | Heliospectra AB | heliospectra | MitraX R40F Flex 800W | MIX8R40FLF | 3 | UUUVRM | TRUE | Indoor (Non-stacked), Indoor (Stacked), Greenhouse | Top light | Sole-Source, Supplemental | DC | 45 | 3.8 | 2.6 |  | 5 | 40.8 in |  | 2024-09-09 |  | Horticultural Lighting Fixture | 48 | 48 | Yes | TRUE |  | 1076 | 223.68 | 1076 | 270 | 394 | 413 | 103 |  |  | 2.796 | 2.447 | [5 empty] | 1076 | 270 | 394 | 413 | 103 |  |  | 2.796 |  | 384.8 | 384.8 | 80 |  |  | 8 | 439.8 |  |  | 384.8 | 48.1 |  |  |  | 0-10V IEC60929 Annex E, PWM Signal, Adelphi | Manual Dimming | Wireless Radio, Inventronic RS232, Adelphi |  |  | TRUE |  |  |  | No |  |  |  |  | PWM Signal | [6 empty] | Adelphi | [7 empty] | Inventronic RS232 | TRUE |  | Adelphi |  | No | TRUE | [19 empty] | 2024-09-09
Horticultural | H-YP2MR3 | Atlantic Interstellar LLC | Atlantic Interstellar |  | AT-1C-VG-400 | 3 | IIIOVI | TRUE | Indoor (Non-stacked), Indoor (Stacked), Greenhouse | Top light | Sole-Source, Supplemental | AC | 40 | 39 | 0.16 |  | 5 | 43.2 in |  | 2024-09-19 |  | Horticultural Lighting Fixture | 120 | 277 | No | TRUE | 3.02 | 1113 | 111.3 | 1113 | 331 | 525 | 258 | 20 | [8 empty] | 3.02 | 1113 | 331 | 525 | 258 | 20 |  |  |  |  | 400 | 400 | 40 | 0.98 | 5.4 |  |  |  |  | 368.64 | 120 | 0.981 | 5.4 |  | 0-10V IEC60929 Annex E | No | RJ-45 |  |  | TRUE |  |  |  | No | [15 empty] | TRUE | [8 empty] | No | [20 empty] | 2024-09-19
Horticultural | H-Z0Q7G8 | Dutch Lighting Innovations | DLI | DLI ZENITH | DLI Zenith 870W 347-400V R90G5B5-FR10 DEEP WD | 3 | UUUVUB |  | Indoor (Non-stacked), Indoor (Stacked), Greenhouse | Top light | Sole-Source, Supplemental | AC | 25 | 8.27 | 5.12 |  | 5 | 36.0 in |  | 2024-09-09 |  | Horticultural Lighting Fixture | 347 | 400 | Yes | TRUE | 3.05 | 2694 | 0 | 2693.9 | 170 | 140 | 2386 | 267 | [18 empty] | 881.8 | 881.8 | 0 | 0.99 | 4.9 | [9 empty] | Digital Dim based on RS485 | Dim to Off | Wieland RST20,Dongle | [6 empty] | No |  |  |  |  | Digital Dim based on RS485 | [14 empty] | Wieland RST20,Dongle |  |  |  | TRUE | No | [20 empty] | 2024-09-09
Horticultural | H-Z9S0FX | Dutch Lighting Innovations | DLI | DLI ZENITH | DLI Zenith 780W 347-400V R90G5B5-FR10 DEEP WD | 3 | UUUVUB | TRUE | Indoor (Non-stacked), Indoor (Stacked), Greenhouse | Top light | Sole-Source, Supplemental | AC | 25 | 8.27 | 5.12 |  | 5 | 33.6 in |  | 2024-09-09 |  | Horticultural Lighting Fixture | 347 | 400 | Yes | TRUE | 2.97 | 2325 | 0 | 2324.7 | 110 | 119 | 2097 | 246 | [8 empty] | 2.97 | 2325 | 110 | 119 | 2097 | 246 |  |  |  |  | 782.3 | 782.3 | 0 | 0.99 | 4.9 |  |  |  |  | 782.3 | 347 | 0.992 | 4.2 |  | Digital Dim based on RS485 | Dim to Off | Wieland RST20,Dongle | [6 empty] | No |  |  |  |  | Digital Dim based on RS485 | [14 empty] | Wieland RST20,Dongle |  |  |  | TRUE | No | [20 empty] | 2024-09-09
Horticultural | H-ZKJM35 | Thrive Agritech | Thrive Agritech | Strata LED Light Bar | STR-120-FS2 | 3 | IIIOVK | TRUE | Indoor (Stacked) | Top light | Sole-Source | DC | 40 | 0.9 | 1.1 |  | 5 | 48.0 in |  | 2024-09-26 |  | Horticultural Lighting Fixture | 13 | 13 | No | TRUE |  | 67 | 6.7 | 66.8 | 10 | 26 | 31 | 2 |  |  | 2.57 | 2.31 | [5 empty] | 67 | 10 | 26 | 31 | 2 |  |  | 2.58 |  | 26 | 26 | 2.6 |  |  | 2 | 28 |  |  | 25.91 | 13 |  |  | 2 | DC Input Power | No | [7 empty] | No |  |  |  |  | DC Input Power | [19 empty] | No | [20 empty] | 2024-09-26
Horticultural | H-1KQJX2 | Ningbo Smart Electronics Co., Ltd. | ESTTECH | LED GROW LIGHT | EST-LED-600I Pro | 3 | RRRYIT |  | Indoor (Stacked), Greenhouse | Top light, Intra-canopy | Sole-Source, Supplemental | AC | 40 | 43.2 | 3.12 |  | 5 | 48.0 in |  | 2024-08-06 |  | Horticultural Lighting Fixture | 110 | 277 | Yes | TRUE | 2.25 | 1350 | 110 | 1350 | 198 | 608 | 545 | 33 | [18 empty] | 600 | 600 | 70 | 0.997 | 4 | [9 empty] | 0-10V ANSI C137.1 (8V) | Dim to Off | RJ-45 | TRUE | [5 empty] | No | [15 empty] | TRUE | [7 empty] | TRUE | No | [20 empty] | 2024-08-06
Horticultural | H-3JZ2CS | Signify North America Corporation – Horti LED | Philips | GreenPower LED Toplighting | GPL TLL 800 DRW_LB 277-400V 2.3 D | 3 | RRRYHR | TRUE | Indoor (Non-stacked), Indoor (Stacked), Greenhouse | Top light | Sole-Source, Supplemental | AC | 40 | 2.2 | 3.2 |  | 5 | 49.2 in |  | 2024-07-31 |  | Horticultural Lighting Fixture | 277 | 400 | No | TRUE | 3.46 | 795 | 198.8 | 795.2 | 64 | 44 | 692 | 5 | 800 | 3.48 | [6 empty] | 3.42 | 792 | 62 | 43 | 687 | 5 | 798 | 3.45 |  |  | 230 | 230 | 57.5 | 0.95 | 15 |  |  |  |  | 231.6 | 277 | 1 | 8.8 |  | Power Line Commincation | No | Mains Cable + Wieland Connector | [6 empty] | No |  |  |  |  | Power Line Commincation | [14 empty] | Mains Cable + Wieland Connector |  |  |  |  | No | [20 empty] | 2024-07-31
Horticultural | H-3SNDYL | Signify North America Corporation – Horti LED | Philips | GreenPower LED Toplighting | GPL TLL 700 DRW_VSN2 277-400V 2.3 D | 3 | RRRYHR | TRUE | Indoor (Non-stacked), Indoor (Stacked), Greenhouse | Top light | Sole-Source, Supplemental | AC | 40 | 2.2 | 3.2 |  | 5 | 49.2 in |  | 2024-07-31 |  | Horticultural Lighting Fixture | 277 | 400 | No | TRUE | 2.71 | 686 | 171.5 | 686 | 137 | 247 | 302 | 14 | 700 | 2.77 | [6 empty] | 2.68 | 674 | 129 | 241 | 304 | 11 | 687 | 2.74 |  |  | 253 | 253 | 63.3 | 0.95 | 15 |  |  |  |  | 251.1 | 277 | 1 | 8.5 |  | Power Line Commincation | No | Mains Cable + Wieland Connector | [6 empty] | No |  |  |  |  | Power Line Commincation | [14 empty] | Mains Cable + Wieland Connector |  |  |  |  | No | [20 empty] | 2024-07-31
Horticultural | H-4G5YKP | Signify North America Corporation – Horti LED | Philips | GreenPower LED Toplighting | GPL TLL 550 DRWFR_2 200-400V 2.3 D | 3 | RRRYHR | TRUE | Indoor (Non-stacked), Indoor (Stacked), Greenhouse | Top light | Sole-Source, Supplemental | AC | 40 | 2.2 | 3.2 |  | 5 | 49.2 in |  | 2024-07-31 |  | Horticultural Lighting Fixture | 200 | 400 | No | TRUE | 2.8 | 484 | 169.4 | 484 | 58 | 97 | 329 | 66 | 550 | 3.18 | [6 empty] | 2.73 | 477 | 55 | 95 | 327 | 65 | 544 | 3.11 |  |  | 173 | 173 | 60.6 | 0.95 | 15 |  |  |  |  | 174.9 | 200 | 1 | 8.8 |  | Power Line Commincation | No | Mains Cable + Wieland Connector | [6 empty] | No |  |  |  |  | Power Line Commincation | [14 empty] | Mains Cable + Wieland Connector |  |  |  |  | No | [20 empty] | 2024-07-31
Horticultural | H-4X6QSH | Grow Pros Solutions | GROW PROS SOLUTIONS | GPS-ULTRA-400 | GPS-ULTRA-400 | 3 | PPPUDU | TRUE | Indoor (Non-stacked), Greenhouse | Top light | Sole-Source, Supplemental | AC | 40 | 40.39 | 2.09 |  | 5 | 45.6 in |  | 2024-07-25 |  | Horticultural Lighting Fixture | 120 | 277 | No | TRUE | 2.8 | 1070 | 280 | 1070 | 278 | 475 | 317 | 17 | [8 empty] | 2.8 | 1070 | 278 | 475 | 317 | 17 |  |  |  |  | 381.9 | 381.9 | 100 | 0.969 | 14.2 |  |  |  |  | 381.9 | 277 | 0.969 | 14.2 |  | 0-10V IEC60929 Annex E | No | RJ-12 |  |  | TRUE |  |  |  | No | [13 empty] | TRUE | [10 empty] | No | [20 empty] | 2024-07-25
Horticultural | H-5MHYNV | Signify North America Corporation – Horti LED | Philips | GreenPower LED Toplighting | GPL TLL 550 DRB_HB 200-400V 2.3 D | 3 | RRRYHR | TRUE | Indoor (Non-stacked), Indoor (Stacked), Greenhouse | Top light | Sole-Source, Supplemental | AC | 40 | 2.2 | 3.2 |  | 5 | 49.2 in |  | 2024-07-31 |  | Horticultural Lighting Fixture | 200 | 400 | No | TRUE | 3.59 | 550 | 192.5 | 550 | 121 |  | 429 |  | 550 | 3.59 | [6 empty] | 3.55 | 541 | 115 | 1 | 425 | 2 | 544 | 3.57 |  |  | 153 | 153 | 53.6 | 0.95 | 15 |  |  |  |  | 152.4 | 200 | 1 | 9.7 |  | Power Line Commincation | No | Mains Cable + Wieland Connector | [6 empty] | No |  |  |  |  | Power Line Commincation | [14 empty] | Mains Cable + Wieland Connector |  |  |  |  | No | [20 empty] | 2024-07-31
Horticultural | H-81Q0PK | Delight Company Inc. | SYMPHONI | SYMPHONI LIGHTBAR | SYM-LBS-L4-VU2-S1-GS-D1 | 3 | IIIOVC |  | Indoor (Non-stacked), Indoor (Stacked), Greenhouse | Top light, SIDE LIGHT | Sole-Source, Supplemental | AC | 35 | 4.3 | 2 |  | 5 | 57.6 in |  | 2024-08-16 |  | Horticultural Lighting Fixture | 240 | 240 | No | TRUE | 2.26 | 656 | 0 | 656 | 52 | 183 | 421 | 22 | [18 empty] | 289.81 | 289.8 | 0.4 | 0.939 | 9.1 | 6 | [8 empty] | Wi-Fi | Energy Monitoring, Dim to Off | Wireless Radio | [6 empty] | No | [9 empty] | TRUE | [10 empty] | TRUE |  |  | TRUE | Yes |  | TRUE | 10 | 20 | 20 | water pH 4-8 | [12 empty] | Universal |  | 2024-08-16
Horticultural | H-8TP23G | IQ Horticultural Lighting | IQ Horticultural Lighting | Horticultural LED Lighting | ZEN 720 120 EXT | 3 | PPPUEB | TRUE | Indoor (Non-stacked), Greenhouse | Top light | Sole-Source, Supplemental | AC | 40 | 3.8 | 5.3 |  | 5 | 46.8 in |  | 2024-08-16 |  | Horticultural Lighting Fixture | 120 | 277 | No | TRUE | 2.5 | 1763 | 0 | 1763.3 | 296 | 722 | 756 | 37 | [8 empty] | 2.5 | 1763 | 286 | 721 | 756 | 37 |  |  |  |  | 705 | 705 | 0 | 0.933 | 18 |  |  |  |  | 705 | 120 | 0.933 | 17.8 |  | 0-10V IEC60929 Annex E | Dim to Off, Manual Dimming | RJ-14 |  |  | TRUE |  |  |  | No | [14 empty] | TRUE | [8 empty] | TRUE | No | TRUE | [19 empty] | 2024-08-16
Horticultural | H-B1Y47V | Signify North America Corporation – Horti LED | Philips | GreenPower LED Toplighting | GPL TLL 550 DRW_VSN2 200-400V 2.3 D | 3 | RRRYHR | TRUE | Indoor (Non-stacked), Indoor (Stacked), Greenhouse | Top light | Sole-Source, Supplemental | AC | 40 | 2.2 | 3.2 |  | 5 | 49.2 in |  | 2024-07-31 |  | Horticultural Lighting Fixture | 200 | 400 | No | TRUE | 2.78 | 539 | 188.7 | 539 | 108 | 194 | 237 | 11 | 550 | 2.84 | [6 empty] | 2.72 | 521 | 97 | 189 | 235 | 8 | 531 | 2.77 |  |  | 194 | 194 | 67.9 | 0.95 | 15 |  |  |  |  | 191.7 | 200 | 1 | 8.4 |  | Power Line Commincation | No | Mains Cable + Wieland Connector | [6 empty] | No |  |  |  |  | Power Line Commincation | [14 empty] | Mains Cable + Wieland Connector |  |  |  |  | No | [20 empty] | 2024-07-31
Horticultural | H-BBJYRS | Agrify | AGRIFY | Model O TL | GL-TL096P24-01 | 3 | UUUVUF | TRUE | Indoor (Non-stacked), Indoor (Stacked) | Top light | Sole-Source | AC | 40 | 1.6 | 1.6 |  | 5 | 96.0 in |  | 2024-07-26 |  | Horticultural Lighting Fixture | 120 | 277 | No | TRUE | 2.81 | 272 | 0 | 272.1 | 39 | 77 | 158 | 4 | [8 empty] | 2.81 | 272 | 39 | 77 | 158 | 4 |  |  |  |  | 96.8 | 96.8 | 0 | 0.996 | 4.6 |  |  |  |  | 96.8 | 120 | 0.996 | 4.6 |  | 0-10V Other Protocol | No | M15-2 Pin |  |  |  | TRUE |  |  | No | [19 empty] | M15-2 Pin |  |  |  |  | No | [18 empty] | Horizontal |  | 2024-07-26
Horticultural | H-C7BNW2 | Signify North America Corporation – Horti LED | Philips | GreenPower LED Toplighting Compact | GPL TLC 2225 DRW2_LB 277-400V 1.3D WB SP | 3 | RRRYIC | TRUE | Indoor (Non-stacked), Indoor (Stacked), Greenhouse | Top light | Sole-Source, Supplemental | AC | 40 | 9.4 | 3.5 |  | 5 | 28.8 in |  | 2024-07-31 |  | Horticultural Lighting Fixture | 277 | 400 | No | TRUE | 3.45 | 2225 | 222.5 | 2225 | 111 | 200 | 1914 |  | 2225 | 3.45 | [6 empty] | 3.43 | 2212 | 104 | 189 | 1919 | 19 | 2235 | 3.47 |  |  | 645 | 645 | 59 | 0.98 | 15 |  |  |  |  | 644 | 277 | 0.99 | 9.1 |  | Power Line Communication, No | No | Mains Cable + Wieland Connector, No | [6 empty] | No |  |  |  |  | Power Line Communication | [6 empty] | No | [7 empty] | Mains Cable + Wieland Connector |  |  | No |  | No | [20 empty] | 2024-07-31
Horticultural | H-CPKTM1 | Signify North America Corporation – Horti LED | Philips | GreenPower LED Toplighting Compact | GPL TLC 2420 DRW LB 277-400V 1.3D SB SP | 3 | RRRYIC | TRUE | Indoor (Non-stacked), Indoor (Stacked), Greenhouse | Top light | Sole-Source, Supplemental | AC | 40 | 9.4 | 3.5 |  | 5 | 28.8 in |  | 2024-07-31 |  | Horticultural Lighting Fixture | 277 | 400 | No | TRUE | 3.36 | 2420 | 242 | 2420 | 140 | 133 | 2147 |  | 2420 | 3.36 | [6 empty] | 3.46 | 2449 | 134 | 138 | 2178 | 18 | 2471 | 3.5 |  |  | 720 | 720 | 62 | 0.98 | 15 |  |  |  |  | 707 | 277 | 0.99 | 8.2 |  | Power Line Communication, No | No | Mains Cable + Wieland Connector, No | [6 empty] | No |  |  |  |  | Power Line Communication | [6 empty] | No | [7 empty] | Mains Cable + Wieland Connector |  |  | No |  | No | [20 empty] | 2024-07-31
Horticultural | H-CTTPYG | Signify North America Corporation – Horti LED | Philips | GreenPower LED Toplighting Compact | GPL TLC 1850 DRW_LB 200-400V 1.3D SB SP | 3 | RRRYIC | TRUE | Indoor (Non-stacked), Indoor (Stacked), Greenhouse | Top light | Sole-Source, Supplemental | AC | 40 | 9.4 | 3.5 |  | 5 | 28.8 in |  | 2024-07-31 |  | Horticultural Lighting Fixture | 200 | 400 | No | TRUE | 3.63 | 1850 | 185 | 1850 | 107 | 102 | 1641 |  | 1850 | 3.63 | [6 empty] | 3.67 | 1866 | 107 | 107 | 1652 | 12 | 1880 | 3.7 |  |  | 510 | 510 | 49 | 0.98 | 15 |  |  |  |  | 508.2 | 200 | 0.99 | 10 |  | Power Line Communication, No | No | Mains Cable + Wieland Connector, No | [6 empty] | No |  |  |  |  | Power Line Communication | [6 empty] | No | [7 empty] | Mains Cable + Wieland Connector |  |  | No |  | No | [20 empty] | 2024-07-31
Horticultural | H-D3SSZM | Craft Farmer | CraftFarmer | UNDERCANOPY LIGHT | UNDR-120 | 3 | PPPUEE | TRUE | Indoor (Non-stacked), Indoor (Stacked) | Top light, Intra-canopy | Sole-Source, Supplemental | AC | 40 | 3.64 | 2.73 |  | 7 | 45.6 in |  | 2024-08-27 |  | Horticultural Lighting Fixture | 120 | 277 | No | TRUE | 2.4 | 288 | 0 | 288 | 28 | 43 | 217 | 59 | [8 empty] | 2.5 | 307 | 31 | 46 | 231 | 64 |  |  |  |  | 120 | 120 | 0 | 0.9 | 20 |  |  |  |  | 121.9 | 120 | 0.933 | 13.6 |  | 0-10V ANSI C137.1 (9V) | Dim to Off | RJ-12 |  | TRUE |  |  |  |  | No | [13 empty] | TRUE | [9 empty] | TRUE | No | [20 empty] | 2024-08-27
Horticultural | H-DHJ53W | Growponic Inc. | Medic Grow | LED Grow Light | FOLD-800 | 3 | IIIOVB | TRUE | Indoor (Non-stacked), Indoor (Stacked), Greenhouse | Top light | Sole-Source, Supplemental | AC | 40 | 43.3 | 2.04 |  | 5 | 44.4 in |  | 2024-08-15 |  | Horticultural Lighting Fixture | 120 | 277 | No | TRUE | 2.55 | 1994 | 200 | 1994 | 387 | 779 | 830 | 40 | [8 empty] | 2.55 | 1994 | 387 | 779 | 830 | 40 |  |  |  |  | 800 | 800 | 80 | 0.991 | 7.6 |  |  |  |  | 781.5 | 120 | 0.991 | 7.6 |  | 0-10V Other Protocol | No | RJ-11, M19 |  |  |  | TRUE |  |  | No | [12 empty] | TRUE | [6 empty] | M19 |  |  |  |  | No | [20 empty] | 2024-08-15
Horticultural | H-DQZJCV | Shiny SunShine Ltd. | CULTI LIGHTS | AGRICULTURAL HYDROPONICS EQUIPMENT (LED grow light) | CL-GL05-802 | 3 | PPPUDV | TRUE | Indoor (Stacked), Greenhouse | Top light, Intra-canopy | Sole-Source, Supplemental | AC | 40 | 46.46 | 1.38 |  | 5 | 94.8 in |  | 2024-07-30 |  | Horticultural Lighting Fixture | 100 | 277 | No | TRUE | 2.39 | 1283 | 0 | 1283 | 234 | 526 | 523 | 65 | [8 empty] | 2.39 | 1283 | 234 | 526 | 523 | 65 |  |  |  |  | 537.3 | 537.3 | 0 | 0.997 | 1.6 |  |  |  |  | 537.3 | 120 | 0.954 | 7.5 |  | 0-10V ANSI C137.1 (9V) | Dim to Off | Flying Leads |  | TRUE |  |  |  |  | No | [17 empty] | TRUE | [5 empty] | TRUE | No | [20 empty] | 2024-07-30
Horticultural | H-DS6HKJ | Little Alder LLC | WeGrow |  | MB04-Station | 3 | UUUVUG | TRUE | Indoor (Non-stacked), Indoor (Stacked), Greenhouse | Top light | Sole-Source, Supplemental | AC | 40 | 42.52 | 2.76 |  | 5 | 44.4 in |  | 2024-08-07 |  | Horticultural Lighting Fixture | 120 | 277 | No | TRUE | 2.64 | 2130 | 213 | 2130 | 342 | 819 | 971 | 40 | [8 empty] | 2.64 | 2130 | 342 | 819 | 971 | 40 |  |  |  |  | 780 | 780 | 78 | 0.966 | 11.2 |  |  |  |  | 806.3 | 120 | 0.999 | 4.1 |  | 0-10V Other Protocol, Bluetooth - Manufacturer Specific | No | RJ-11, Wireless Radio |  |  |  | TRUE |  |  | No | [8 empty] | TRUE |  |  |  | TRUE | [7 empty] | TRUE |  |  |  | No | [20 empty] | 2024-08-07
Horticultural | H-FRZ8YX | Guangzhou Yuhui Lighting Industrial Co.,Ltd. | Zeestarled | LED Horticultural Luminaires | YH-GLT10-6FT-30W-WF | 3 | RRRYIW | TRUE | Indoor (Non-stacked), Indoor (Stacked), Greenhouse | Top light, Intra-canopy | Sole-Source, Supplemental | AC | 50 | 1.18 | 1.18 |  | 5 | 70.8 in |  | 2024-08-14 |  | Horticultural Lighting Fixture | 100 | 240 | No |  | 2.37 | 71 | 0 | 120 | 19 | 32 | 20 | 1 | [8 empty] | 2.37 | 71 | 19 | 32 | 20 | 1 |  |  |  |  | 30 | 30 | 0 | 0.967 | 18.1 |  |  |  |  | 29.92 | 120 | 0.961 | 19.3 |  |  | No | [7 empty] | No | [24 empty] | No | [20 empty] | 2024-08-14
Horticultural | H-GDT8G9 | Shenzhen Yaorong Technology Co.,Ltd | YAORONG | Spider LED Grow Light | YR-GL1140-W720[BL;AR] | 3 | UUUVUL | TRUE | Indoor (Non-stacked), Indoor (Stacked), Greenhouse | Top light | Sole-Source, Supplemental | AC | 40 | 45.12 | 2.56 |  | 5 | 50.4 in |  | 2024-08-14 |  | Horticultural Lighting Fixture | 100 | 277 | No | TRUE | 2.66 | 1918 | 0 | 1918.3 | 281 | 836 | 801 | 53 | [8 empty] | 2.6 | 1918 | 281 | 836 | 801 | 53 |  |  |  |  | 720 | 720 | 0 | 0.98 | 6.6 |  |  |  |  | 736.9 | 100.03 | 0.999 | 2.9 |  | 0-10V IEC60929 Annex E, Phase Cut (Forward Phase), Phase Cut (Reverse Phase), Bluetooth - Manufacturer Specific | Dim to Off | RJ-45, Wireless Radio |  |  | TRUE |  | TRUE | TRUE | No | [8 empty] | TRUE | [6 empty] | TRUE |  |  |  |  | TRUE |  |  | TRUE | No | [20 empty] | 2024-08-14
Horticultural | H-H0NHJ6 | FusionGrow Solutions Inc | FUSION GROW |  | TLO 800 | 3 | PPPUDY | TRUE | Indoor (Non-stacked) | Top light, Intra-canopy | Sole-Source, Supplemental | AC | 40 | 12.6 | 3.15 |  | 5 | 30.0 in |  | 2024-08-07 |  | Horticultural Lighting Fixture | 120 | 277 | No | TRUE | 2.46 | 2027 | 0 | 2027.1 | 421 | 725 | 892 | 32 | [8 empty] | 2.46 | 2027 | 421 | 725 | 892 | 32 |  |  |  |  | 824.2 | 824.2 | 0 | 0.98 | 5.3 |  |  |  |  | 824.2 | 120 | 0.98 | 5.3 |  | 0-10V IEC60929 Annex E | Dim to Off, Manual Dimming | RJ-11 |  |  | TRUE |  |  |  | No | [12 empty] | TRUE | [10 empty] | TRUE | No | TRUE | [19 empty] | 2024-08-07
Horticultural | H-H15GKR | Ningbo Smart Electronics Co., Ltd. | ESTTECH | LED GROW LIGHT | EST-LEDF-480 | 3 | EEEGOH | TRUE | Indoor (Stacked), Greenhouse | Top light, Intra-canopy | Sole-Source, Supplemental | AC | 40 | 43.2 | 3.12 |  | 5 | 48.0 in |  | 2024-07-31 |  | Horticultural Lighting Fixture | 110 | 277 | No | TRUE | 2.33 | 1042 | 110 | 1040 | 133 | 498 | 410 | 27 | [8 empty] | 2.33 | 1042 | 133 | 498 | 410 | 27 |  |  |  |  | 480 | 480 | 70 | 0.997 | 4.5 |  |  |  |  | 447.4 | 120 | 0.997 | 4.5 |  | 0-10V ANSI C137.1 (8V) | Dim to Off | RJ-14 | TRUE | [5 empty] | No | [14 empty] | TRUE | [8 empty] | TRUE | No | [20 empty] | 2024-07-31
Horticultural | H-HJY0IG | Agrify | AGRIFY | Model R Premium | ARPR4X41700AUNVG1031 | 3 | NNNPGA | TRUE | Indoor (Non-stacked), Indoor (Stacked) | Top light | Sole-Source | AC | 35 | 45 | 2.1 |  | 5 | 44.4 in |  | 2024-07-26 |  | Horticultural Lighting Fixture | 120 | 277 | No | TRUE | 2.59 | 1630 | 0 | 1630.3 | 181 | 409 | 1047 | 25 | [8 empty] | 2.59 | 1630 | 181 | 409 | 1047 | 25 |  |  |  |  | 630.3 | 630.3 | 0 | 0.989 | 7.7 |  |  |  |  | 630.28 | 120 | 0.999 | 2.7 |  | 0-10V Other Protocol | Dim to Off, Manual Dimming | RJ-14 |  |  |  | TRUE |  |  | No | [14 empty] | TRUE | [8 empty] | TRUE | No | TRUE | [17 empty] | Horizontal |  | 2024-07-26
Horticultural | H-HN0L3J | Shenzhen Longood Intelligent Electric Co., Ltd | Longbright | Full Spectrum High PPE 800W LED grow light | MJB 800W V1 | 3 | UUUVUU | TRUE | Indoor (Non-stacked), Indoor (Stacked), Greenhouse | Top light, Intra-canopy | Sole-Source, Supplemental | AC | 45 | 44.7 | 2.3 |  | 5 | 49.2 in |  | 2024-08-20 |  | Horticultural Lighting Fixture | 120 | 277 | No | TRUE | 2.92 | 2447 | 244.7 | 2447 | 396 | 1000 | 1053 | 71 | [8 empty] | 2.92 | 2447 | 369 | 1000 | 1053 | 71 |  |  |  |  | 800 | 800 | 80 | 0.969 | 5.5 |  |  |  |  | 839.3 | 277 | 0.94 | 5.5 |  | 0-10V IEC60929 Annex E | Manual Dimming | RJ-14 |  |  | TRUE |  |  |  | No | [14 empty] | TRUE | [9 empty] | No | TRUE | [19 empty] | 2024-08-20
Horticultural | H-HYQKV9 | IQ Horticultural Lighting | IQ Horticultural Lighting | Rack LED Top Light | SKY 8 120 EXT | 3 | PPPUDZ |  | Indoor (Non-stacked), Indoor (Stacked), Greenhouse | Top light | Sole-Source | AC | 40 | 41.9 | 2.56 |  | 5 | 43.2 in |  | 2024-08-08 |  | Horticultural Lighting Fixture | 120 | 277 | No | TRUE | 2.68 | 2123 | 0 | 2123 | 384 | 872 | 867 | 41 | [18 empty] | 793 | 792.7 | 0 | 0.935 | 14 | [9 empty] | 0-10V IEC60929 Annex E | Dim to Off, Manual Dimming | RJ-14 |  |  | TRUE |  |  |  | No | [14 empty] | TRUE | [8 empty] | TRUE | No | TRUE | [19 empty] | 2024-08-08
Horticultural | H-JKT54W | IQ Horticultural Lighting | IQ Horticultural Lighting | Horticultural LED Lighting | SOL 12 120 EXT | 3 | PPPUEF | TRUE | Indoor (Non-stacked), Greenhouse | Top light | Sole-Source, Supplemental | AC | 40 | 12 | 4.5 |  | 5 | 28.8 in |  | 2024-08-27 |  | Horticultural Lighting Fixture | 120 | 277 | No | TRUE | 2.72 | 3237 | 0 | 3237.2 | 728 | 1075 | 1435 | 38 | [8 empty] | 2.72 | 3237 | 728 | 1075 | 1435 | 38 |  |  |  |  | 1190 | 1190 | 0 | 0.932 | 11 |  |  |  |  | 1190.02 | 120 | 0.932 | 11 |  | 0-10V IEC60929 Annex E | Energy Monitoring, Dim to Off, Manual Dimming | RJ-14 |  |  | TRUE |  |  |  | No | [14 empty] | TRUE | [8 empty] | TRUE | Yes | TRUE | [19 empty] | 2024-08-27
Horticultural | H-K5FM86 | Signify North America Corporation – Horti LED | Philips | GreenPower LED Toplighting Compact | GPL TLC 2600 DRW_LB 277-400V 1.3D SB SP | 3 | RRRYIC |  | Indoor (Non-stacked), Indoor (Stacked), Greenhouse | Top light | Sole-Source, Supplemental | AC | 40 | 9.4 | 3.5 |  | 5 | 28.8 in |  | 2024-07-31 |  | Horticultural Lighting Fixture | 277 | 400 | No | TRUE | 3.38 | 2600 | 260 | 2600 | 151 | 143 | 2306 |  | 2600 | 3.38 | [16 empty] | 770 | 770 | 66 | 0.98 | 15 | [9 empty] | Power Line Communication, No | No | Mains Cable + Wieland Connector, No | [6 empty] | No |  |  |  |  | Power Line Communication | [6 empty] | No | [7 empty] | Mains Cable + Wieland Connector |  |  | No |  | No | [20 empty] | 2024-07-31
Horticultural | H-K92KZ4 | IQ Horticultural Lighting | IQ Horticultural Lighting | Horticultural LED Lighting | SOL 12 277 EXT | 3 | PPPUEF |  | Indoor (Non-stacked), Greenhouse | Top light | Sole-Source, Supplemental | AC | 40 | 12 | 4.5 |  | 5 | 28.8 in |  | 2024-08-27 |  | Horticultural Lighting Fixture | 277 | 480 | No | TRUE | 2.72 | 3237 | 0 | 3237.2 | 728 | 1075 | 1435 | 38 | [18 empty] | 1190 | 1190 | 0 | 0.911 | 11 | [9 empty] | 0-10V IEC60929 Annex E | Energy Monitoring, Dim to Off, Manual Dimming | RJ-14 |  |  | TRUE |  |  |  | No | [14 empty] | TRUE | [8 empty] | TRUE | Yes | TRUE | [19 empty] | 2024-08-27
Horticultural | H-KT396Y | Hawthorne Gardening Company | Agrolux | WEGA Plus ECO LT | HGC906387 | 3 | RRRYIY | TRUE | Indoor (Non-stacked), Greenhouse | Top light, Horizontal | Supplemental | AC | 35 | 11 | 6.5 |  | 5 | 12.0 in |  | 2024-08-21 |  | Horticultural Lighting Fixture | 220 | 400 | No | TRUE | 3.18 | 1716 | 235.1 | 1716 | 80 | 98 | 1539 | 97 | [8 empty] | 3.18 | 1716 | 80 | 98 | 1539 | 97 |  |  |  |  | 540 | 540 | 77 | 0.99 | 4 |  |  |  |  | 540.4 | 220 | 0.953 | 9 |  | Power Line Communication, No | No | Power Line Communication Adapter, No | [6 empty] | No |  |  |  |  | Power Line Communication | [6 empty] | No | [7 empty] | Power Line Communication Adapter |  |  | No |  | No | [18 empty] | Horizontal |  | 2024-08-21
Horticultural | H-KTJ1X2 | Signify North America Corporation – Horti LED | Philips | GreenPower LED Toplighting | GPL TLL 550 DRB_LB 200-400V 2.3 D | 3 | RRRYHR | TRUE | Indoor (Non-stacked), Indoor (Stacked), Greenhouse | Top light | Sole-Source, Supplemental | AC | 40 | 2.2 | 3.2 |  | 5 | 49.2 in |  | 2024-07-31 |  | Horticultural Lighting Fixture | 200 | 400 | No | TRUE | 3.87 | 550 | 192.5 | 550 | 32 |  | 518 |  | 550 | 3.87 | [6 empty] | 3.81 | 540 | 30 | 1 | 509 | 2 | 543 | 3.83 |  |  | 142 | 142 | 49.7 | 0.95 | 15 |  |  |  |  | 141.8 | 200 | 1 | 9.5 |  | Power Line Commincation | No | Mains Cable + Wieland Connector | [6 empty] | No |  |  |  |  | Power Line Commincation | [14 empty] | Mains Cable + Wieland Connector |  |  |  |  | No | [20 empty] | 2024-07-31
Horticultural | H-L2V1Z5 | Nedlights b.v. | NEDLIGHTS | LED Lighting | LFGT760L0EFI01 | 3 | RRRYJE | TRUE | Indoor (Non-stacked), Greenhouse | Top light | Sole-Source, Supplemental | AC | 40 | 12.4 | 4.21 |  | 5 | 20.4 in |  | 2024-08-27 |  | Horticultural Lighting Fixture | 208 | 400 | Yes | TRUE | 3.08 | 2340 | 0 | 2339.8 | 103 | 85 | 2152 | 171 | [8 empty] | 3.08 | 2340 | 103 | 85 | 2152 | 171 |  |  |  |  | 759.61 | 759.6 | 0 | 0.975 | 6.8 |  |  |  |  | 759.61 | 208 | 0.974 | 6.6 |  | LoRa | Dim to Off | LORa | [6 empty] | No | [11 empty] | LoRa | [10 empty] | LORa | TRUE | No | [20 empty] | 2024-08-27
Horticultural | H-L6JT07 | ILUMINAR Lighting | Hypermol | Horticultural LED Lighting | IL-UNDCPY-160 | 3 | RRRYIZ | TRUE | Indoor (Non-stacked), Indoor (Stacked), Greenhouse | Top light, Intra-canopy | Sole-Source, Supplemental | AC | 40 | 3 | 3.2 |  | 5 | 45.6 in |  | 2024-08-21 |  | Horticultural Lighting Fixture | 120 | 277 | No |  | 3.05 | 467 |  |  | 40 | 42 | 388 | 4 | [8 empty] | 3.05 | 467 | 40 | 42 | 385 | 4 |  |  |  |  | 153 |  |  | 0.939 | 15 |  |  |  |  | 153.24 | 120 | 0.939 | 14.5 |  |  | No | [53 empty] | 2024-08-21
Horticultural | H-LL61RN | Signify North America Corporation – Horti LED | Philips | GreenPower LED Toplighting | GPL TLL 550 DRB_MB 200-400V 2.3 D | 3 | RRRYHR | TRUE | Indoor (Non-stacked), Indoor (Stacked), Greenhouse | Top light | Sole-Source, Supplemental | AC | 40 | 2.2 | 3.2 |  | 5 | 49.2 in |  | 2024-07-31 |  | Horticultural Lighting Fixture | 200 | 400 | No | TRUE | 3.79 | 550 | 192.5 | 550 | 61 |  | 490 |  | 550 | 3.79 | [6 empty] | 3.73 | 540 | 57 | 1 | 482 | 2 | 542 | 3.75 |  |  | 145 | 145 | 50.8 | 0.95 | 15 |  |  |  |  | 144.7 | 200 | 1 | 9.4 |  | Power Line Commincation | No | Mains Cable + Wieland Connector | [6 empty] | No |  |  |  |  | Power Line Commincation | [14 empty] | Mains Cable + Wieland Connector |  |  |  |  | No | [20 empty] | 2024-07-31
Horticultural | H-M7FR1P | Signify North America Corporation – Horti LED | Philips | GreenPower LED Toplighting | GPL TLL 550 DRW_MB 200-400V 2.3 D | 3 | RRRYHR | TRUE | Indoor (Non-stacked), Indoor (Stacked), Greenhouse | Top light | Sole-Source, Supplemental | AC | 40 | 2.2 | 3.2 |  | 5 | 49.2 in |  | 2024-07-31 |  | Horticultural Lighting Fixture | 200 | 400 | No | TRUE | 3.57 | 547 | 191.3 | 546.7 | 77 | 30 | 443 | 3 | 550 | 3.59 | [6 empty] | 3.73 | 540 | 57 | 1 | 482 | 2 | 542 | 3.75 |  |  | 153 | 153 | 53.6 | 0.95 | 15 |  |  |  |  | 144 | 200 | 1 | 9.4 |  | Power Line Commincation | No | Mains Cable + Wieland Connector | [6 empty] | No |  |  |  |  | Power Line Commincation | [14 empty] | Mains Cable + Wieland Connector |  |  |  |  | No | [20 empty] | 2024-07-31
Horticultural | H-M7MZ9Z | Shenzhen Yaorong Technology Co.,Ltd | YAORONG | Spider LED Grow Light | YR-GL1140-W1000[BL;AR] | 3 | UUUVUK | TRUE | Indoor (Non-stacked), Indoor (Stacked), Greenhouse | Top light | Sole-Source, Supplemental | AC | 40 | 45.12 | 2.56 |  | 5 | 61.2 in |  | 2024-08-14 |  | Horticultural Lighting Fixture | 100 | 277 | No | TRUE | 2.7 | 2699 | 0 | 2699.3 | 397 | 1174 | 1128 | 86 | [8 empty] | 2.66 | 2699 | 397 | 1174 | 1128 | 86 |  |  |  |  | 1000 | 1000 | 0 | 0.946 | 8.6 |  |  |  |  | 1013.3 | 100 | 0.999 | 3.1 |  | 0-10V IEC60929 Annex E, Phase Cut (Forward Phase), Phase Cut (Reverse Phase), Bluetooth - Manufacturer Specific | Dim to Off | RJ-45, Wireless Radio |  |  | TRUE |  | TRUE | TRUE | No | [8 empty] | TRUE | [6 empty] | TRUE |  |  |  |  | TRUE |  |  | TRUE | No | [20 empty] | 2024-08-14
Horticultural | H-MM7J5T | HIGROWSIR LTD | HIGROWSIR | LED Grow Light | HGS-OTP-1200-T | 3 | PPPUED | TRUE | Indoor (Non-stacked) | Top light | Sole-Source, Supplemental | AC | 40 | 43 | 2.5 |  | 5 | 68.4 in |  | 2024-08-26 |  | Horticultural Lighting Fixture | 120 | 277 | No | TRUE | 2.82 | 3377 | 0 | 3377 | 662 | 1113 | 1603 | 308 | [8 empty] | 2.82 | 3377 | 662 | 1113 | 1603 | 308 |  |  |  |  | 1200 | 1200 | 0 | 0.966 | 8.9 |  |  |  |  | 1198 | 120 | 0.966 | 8.9 |  | 0-10V IEC60929 Annex E | Dim to Off, Manual Dimming | RJ-45 |  |  | TRUE |  |  |  | No | [15 empty] | TRUE | [7 empty] | TRUE | No | TRUE | [19 empty] | 2024-08-26
Horticultural | H-MMJJZV | Ningbo Smart Electronics Co., Ltd. | ESTTECH | LED GROW LIGHT | EST-LED-480I Pro | 3 | RRRYIT | TRUE | Indoor (Stacked), Greenhouse | Top light, Intra-canopy | Sole-Source, Supplemental | AC | 40 | 43.2 | 3.12 |  | 5 | 48.0 in |  | 2024-08-06 |  | Horticultural Lighting Fixture | 110 | 277 | Yes | TRUE | 2.41 | 1156 | 110 | 1100 | 173 | 515 | 469 | 27 | [8 empty] | 2.4 | 1156 | 173 | 515 | 469 | 27 |  |  |  |  | 480 | 480 | 70 | 0.994 | 4 |  |  |  |  | 480.1 | 120 | 0.994 | 4.5 |  | 0-10V ANSI C137.1 (8V) | Dim to Off | RJ-45 | TRUE | [5 empty] | No | [15 empty] | TRUE | [7 empty] | TRUE | No | [20 empty] | 2024-08-06
Horticultural | H-N1X0L9 | Technical Consumer Products | TCP |  | RHLR4UZDA3VG | 3 | PPPUDX | TRUE | Indoor (Non-stacked), Indoor (Stacked), Greenhouse | Top light, Intra-canopy | Supplemental | AC | 45 | 2.36 | 3.07 |  | 5 | 46.8 in |  | 2024-08-05 |  | Horticultural Lighting Fixture | 120 | 277 | No | TRUE | 2.9 | 430 | 59.8 | 403.7 | 74 | 147 | 183 | 4 | [8 empty] | 2.77 | 404 | 74 | 147 | 183 | 4 |  |  |  |  | 145.99 | 145.99 | 21.6 | 0.92 | 8.7 |  |  |  |  | 145.99 | 120 | 0.92 | 8.7 |  | 0-10V Other Protocol | Manual Dimming | Proprietary Cable Fitting |  |  |  | TRUE |  |  | No | [19 empty] | Proprietary Cable Fitting |  |  |  |  | No | TRUE | [19 empty] | 2024-08-05
Horticultural | H-NDTBKG | Ningbo Smart Electronics Co., Ltd. | ESTTECH | LED GROW LIGHT | EST-LED-900I Pro | 3 | RRRYIT | TRUE | Indoor (Stacked), Greenhouse | Top light, Intra-canopy | Sole-Source, Supplemental | AC | 40 | 43.2 | 3.12 |  | 5 | 48.0 in |  | 2024-08-06 |  | Horticultural Lighting Fixture | 110 | 277 | Yes | TRUE | 2.24 | 2015 | 110 | 2010 | 284 | 923 | 809 | 50 | [8 empty] | 2.23 | 2015 | 284 | 923 | 809 | 50 |  |  |  |  | 900 | 900 | 70 | 0.998 | 3 |  |  |  |  | 900.2 | 120 | 0.998 | 3.4 |  | 0-10V ANSI C137.1 (8V) | Dim to Off | RJ-45 | TRUE | [5 empty] | No | [15 empty] | TRUE | [7 empty] | TRUE | No | [20 empty] | 2024-08-06
Horticultural | H-NN9CBP | IQ Horticultural Lighting | IQ Horticultural Lighting | Horticultural LED Lighting | ZEN 10 120 EXT | 3 | PPPUEB |  | Indoor (Non-stacked), Greenhouse | Top light | Sole-Source, Supplemental | AC | 40 | 3.8 | 5.3 |  | 5 | 46.8 in |  | 2024-08-16 |  | Horticultural Lighting Fixture | 120 | 277 | No | TRUE | 2.58 | 2530 | 0 | 2529.5 | 397 | 986 | 1147 | 54 | [18 empty] | 981 | 981 | 0 | 0.951 | 11 | [9 empty] | 0-10V IEC60929 Annex E | Dim to Off, Manual Dimming | RJ-14 |  |  | TRUE |  |  |  | No | [14 empty] | TRUE | [8 empty] | TRUE | No | TRUE | [19 empty] | 2024-08-16
Horticultural | H-NQ109M | IQ Horticultural Lighting | IQ Horticultural Lighting | Rack LED Top Light | SKY 720 120 EXT | 3 | PPPUDZ | TRUE | Indoor (Non-stacked), Indoor (Stacked), Greenhouse | Top light | Sole-Source | AC | 40 | 41.9 | 2.56 |  | 5 | 43.2 in |  | 2024-08-08 |  | Horticultural Lighting Fixture | 120 | 277 | No | TRUE | 2.62 | 1863 | 0 | 1862.9 | 341 | 765 | 757 | 36 | [8 empty] | 2.62 | 1863 | 341 | 765 | 757 | 36 |  |  |  |  | 711 | 711 | 0 | 0.917 | 15 |  |  |  |  | 711.29 | 120 | 0.917 | 15.2 |  | 0-10V IEC60929 Annex E | Dim to Off, Manual Dimming | RJ-14 |  |  | TRUE |  |  |  | No | [14 empty] | TRUE | [8 empty] | TRUE | No | TRUE | [19 empty] | 2024-08-08
Horticultural | H-NXFBNS | IQ Horticultural Lighting | IQ Horticultural Lighting | Rack LED Top Light | SKY 10 120 EXT | 3 | PPPUDZ | TRUE | Indoor (Non-stacked), Indoor (Stacked), Greenhouse | Top light | Sole-Source | AC | 40 | 41.9 | 2.56 |  | 5 | 43.2 in |  | 2024-08-08 |  | Horticultural Lighting Fixture | 120 | 277 | No | TRUE | 2.6 | 2551 | 0 | 2551.3 | 470 | 1048 | 1034 | 50 | [8 empty] | 2.6 | 2551 | 470 | 1048 | 1034 | 50 |  |  |  |  | 981 | 981 | 0 | 0.97 | 10 |  |  |  |  | 981.09 | 120 | 0.97 | 10 |  | 0-10V IEC60929 Annex E | Dim to Off, Manual Dimming | RJ-14 |  |  | TRUE |  |  |  | No | [14 empty] | TRUE | [8 empty] | TRUE | No | TRUE | [19 empty] | 2024-08-08
Horticultural | H-O1ZMWN | Hawthorne Gardening Company | Agrolux | WEGA Plus ECO LT | HGC906317 | 3 | RRRYIY | TRUE | Indoor (Non-stacked), Greenhouse | Top light, Horizontal | Supplemental | AC | 35 | 11 | 6.5 |  | 5 | 12.0 in |  | 2024-08-21 |  | Horticultural Lighting Fixture | 220 | 400 | No | TRUE | 3.71 | 2022 | 277.9 | 2021.7 | 96 | 2 | 1924 | 11 | [8 empty] | 3.71 | 2022 | 96 | 2 | 1924 | 11 |  |  |  |  | 545 | 545 | 77 | 0.996 | 4 |  |  |  |  | 544.8 | 220 | 0.953 | 9.1 |  | Power Line Communication, No | No | Power Line Communication Adapter, No | [6 empty] | No |  |  |  |  | Power Line Communication | [6 empty] | No | [7 empty] | Power Line Communication Adapter |  |  | No |  | No | [18 empty] | Horizontal |  | 2024-08-21
Horticultural | H-P65Q83 | Signify North America Corporation – Horti LED | Philips | GreenPower LED Toplighting | GPL TLL 720 DRW_EBW 277-400V 2.3 D | 3 | RRRYHR | TRUE | Indoor (Non-stacked), Indoor (Stacked), Greenhouse | Top light | Sole-Source, Supplemental | AC | 40 | 2.2 | 3.2 |  | 5 | 49.2 in |  | 2024-07-31 |  | Horticultural Lighting Fixture | 277 | 400 | No | TRUE | 3.05 | 713 | 178.2 | 712.8 | 143 | 143 | 428 | 7 | 720 | 3.08 | [6 empty] | 3.01 | 691 | 143 | 135 | 414 | 7 | 700 | 3.05 |  |  | 234 | 234 | 58.5 | 0.95 | 15 |  |  |  |  | 229.5 | 277 | 1 | 9.1 |  | Power Line Commincation | No | Mains Cable + Wieland Connector | [6 empty] | No |  |  |  |  | Power Line Commincation | [14 empty] | Mains Cable + Wieland Connector |  |  |  |  | No | [20 empty] | 2024-07-31
Horticultural | H-RMZPH4 | Signify North America Corporation – Horti LED | Philips | GreenPower LED Toplighting | GPL TLL 550 DRW_LB 200-400V 2.3 D | 3 | RRRYHR | TRUE | Indoor (Non-stacked), Indoor (Stacked), Greenhouse | Top light | Sole-Source, Supplemental | AC | 40 | 2.2 | 3.2 |  | 5 | 49.2 in |  | 2024-07-31 |  | Horticultural Lighting Fixture | 200 | 400 | No | TRUE | 3.67 | 547 | 191.3 | 546.7 | 44 | 30 | 476 | 3 | 550 | 3.69 | [6 empty] | 3.64 | 543 | 44 | 30 | 469 | 3 | 547 | 3.67 |  |  | 149 | 149 | 52.2 | 0.95 | 15 |  |  |  |  | 149.1 | 200 | 1 | 9.6 |  | Power Line Commincation | No | Mains Cable + Wieland Connector | [6 empty] | No |  |  |  |  | Power Line Commincation | [14 empty] | Mains Cable + Wieland Connector |  |  |  |  | No | [20 empty] | 2024-07-31
Horticultural | H-RZTGIB | Hawthorne Gardening Company | Agrolux | WEGA Plus ECO LT | HGC906365 | 3 | RRRYIY | TRUE | Indoor (Non-stacked), Greenhouse | Top light, Horizontal | Supplemental | AC | 35 | 11 | 6.5 |  | 5 | 12.0 in |  | 2024-08-21 |  | Horticultural Lighting Fixture | 220 | 400 | No | TRUE | 3.57 | 1926 | 270.8 | 1926.1 | 85 | 100 | 1743 | 16 | [8 empty] | 3.57 | 1926 | 85 | 100 | 1743 | 17 |  |  |  |  | 540 | 540 | 77 | 0.997 | 4 |  |  |  |  | 539.7 | 220 | 0.99 | 9.1 |  | Power Line Communication, No | No | Power Line Communication Adapter, No | [6 empty] | No |  |  |  |  | Power Line Communication | [6 empty] | No | [7 empty] | Power Line Communication Adapter |  |  | No |  | No | [18 empty] | Horizontal |  | 2024-08-21
Horticultural | H-SCZN87 | Growponic Inc. | Medic Grow | LED Grow Light | FOLD-1200U | 3 | IIIOUZ | TRUE | Indoor (Non-stacked), Indoor (Stacked), Greenhouse | Top light | Sole-Source, Supplemental | AC | 40 | 43.3 | 2.04 |  | 5 | 68.4 in |  | 2024-08-14 |  | Horticultural Lighting Fixture | 200 | 277 | No | TRUE | 2.69 | 3300 | 300 | 3300 | 851 | 891 | 1560 | 437 | [8 empty] | 2.69 | 3300 | 851 | 891 | 1560 | 437 |  |  |  |  | 1200 | 1200 | 120 | 0.988 | 6 |  |  |  |  | 1228 | 200 | 0.988 | 6 |  | 0-10V Other Protocol | No | RJ-11, M19 |  |  |  | TRUE |  |  | No | [12 empty] | TRUE | [6 empty] | M19 |  |  |  |  | No | [20 empty] | 2024-08-14
Horticultural | H-SJJLKD | Signify North America Corporation – Horti LED | Philips | GreenPower LED Toplighting | GPL TLL 800 DRW_MB 277-400V 2.3 D | 3 | RRRYHR | TRUE | Indoor (Non-stacked), Indoor (Stacked), Greenhouse | Top light | Sole-Source, Supplemental | AC | 40 | 2.2 | 3.2 |  | 5 | 49.2 in |  | 2024-07-31 |  | Horticultural Lighting Fixture | 277 | 400 | No | TRUE | 3.34 | 795 | 198.8 | 795.2 | 111 | 44 | 644 | 5 | 800 | 3.36 | [6 empty] | 3.3 | 776 | 104 | 39 | 633 | 5 | 782 | 3.32 |  |  | 238 | 238 | 59.5 | 0.95 | 15 |  |  |  |  | 235.3 | 277 | 1 | 8.9 |  | Power Line Commincation | No | Mains Cable + Wieland Connector | [6 empty] | No |  |  |  |  | Power Line Commincation | [14 empty] | Mains Cable + Wieland Connector |  |  |  |  | No | [20 empty] | 2024-07-31
Horticultural | H-WMMZ00 | Signify North America Corporation – Horti LED | Philips | GreenPower LED Toplighting | GPL TLL 800 DRB_LB 277-400V 2.3 D | 3 | RRRYHR | TRUE | Indoor (Non-stacked), Indoor (Stacked), Greenhouse | Top light | Sole-Source, Supplemental | AC | 40 | 2.2 | 3.2 |  | 5 | 49.2 in |  | 2024-07-31 |  | Horticultural Lighting Fixture | 277 | 400 | No | TRUE | 3.69 | 800 | 200 | 800 | 46 |  | 754 |  | 800 | 3.69 | [6 empty] | 3.68 | 796 | 44 | 1 | 751 | 4 | 801 | 3.68 |  |  | 217 | 217 | 54.3 | 0.95 | 15 |  |  |  |  | 217.6 | 277 | 1 | 9.2 |  | Power Line Commincation | No | Mains Cable + Wieland Connector | [6 empty] | No |  |  |  |  | Power Line Commincation | [14 empty] | Mains Cable + Wieland Connector |  |  |  |  | No | [20 empty] | 2024-07-31
Horticultural | H-X08KKQ | Delight Company Inc. | SYMPHONI | SYMPHONI LIGHTBAR | SYM-LBS-L4-VC1-S1-GS-D2 | 3 | IIIOVC | TRUE | Indoor (Non-stacked), Indoor (Stacked), Greenhouse | Top light, SIDE LIGHT | Sole-Source, Supplemental | AC | 35 | 4.3 | 2 |  | 5 | 57.6 in |  | 2024-08-16 |  | Horticultural Lighting Fixture | 347 | 347 | No | TRUE | 2.23 | 651 | 0 | 651 | 52 | 181 | 418 | 22 | [8 empty] | 2.23 | 651 | 52 | 181 | 418 | 22 |  |  |  |  | 291.33 | 291.3 | 0.4 | 0.968 | 10.4 | 6 |  |  |  | 291.33 | 347 | 0.967 | 10.8 |  | Wi-Fi | Energy Monitoring, Dim to Off | Wireless Radio | [6 empty] | No | [9 empty] | TRUE | [10 empty] | TRUE |  |  | TRUE | Yes |  | TRUE | 10 | 20 | 20 | water pH 4-8 | 19 | 20 | 20 | 20 | 1 | 1.1 | 20 | 20 | 1 | 1.1 |  |  | Universal |  | 2024-08-16
Horticultural | H-YHV6C5 | Hydrofarm LLC | PHOTOBIO | LED Lighting | PTB8854LS4X | 3 | PPPUEA | TRUE | Indoor (Non-stacked), Greenhouse | Top light | Sole-Source, Supplemental | AC | 40 | 14.21 | 3.06 |  | 5 | 24.0 in |  | 2024-08-14 |  | Horticultural Lighting Fixture | 347 | 480 | No | TRUE | 2.48 | 2146 | 0 | 2146.1 | 294 | 933 | 919 | 43 | [8 empty] | 2.48 | 2146 | 293 | 933 | 919 | 43 |  |  |  |  | 866.82 | 866.8 | 0 | 0.971 | 5.5 |  |  |  |  | 866.82 | 347 | 0.971 | 5.5 |  | 0-10V IEC60929 Annex E | Dim to Off, Manual Dimming | Cable 16'Jumper |  |  | TRUE |  |  |  | No | [19 empty] | Cable 16'Jumper |  |  |  | TRUE | No | TRUE | [19 empty] | 2024-08-14
Horticultural | H-1KQJX2 | Ningbo Smart Electronics Co., Ltd. | ESTTECH | LED GROW LIGHT | EST-LED-600I Pro | 3 | RRRYIT |  | Indoor (Stacked), Greenhouse | Top light, Intra-canopy | Sole-Source, Supplemental | AC | 40 | 43.2 | 3.12 |  | 5 | 48.0 in |  | 2024-08-06 |  | Horticultural Lighting Fixture | 110 | 277 | Yes | TRUE | 2.25 | 1350 | 110 | 1350 | 198 | 608 | 545 | 33 | [18 empty] | 600 | 600 | 70 | 0.997 | 4 | [9 empty] | 0-10V ANSI C137.1 (8V) | Dim to Off | RJ-45 | TRUE | [5 empty] | No | [15 empty] | TRUE | [7 empty] | TRUE | No | [20 empty] | 2024-08-06
Horticultural | H-3JZ2CS | Signify North America Corporation – Horti LED | Philips | GreenPower LED Toplighting | GPL TLL 800 DRW_LB 277-400V 2.3 D | 3 | RRRYHR | TRUE | Indoor (Non-stacked), Indoor (Stacked), Greenhouse | Top light | Sole-Source, Supplemental | AC | 40 | 2.2 | 3.2 |  | 5 | 49.2 in |  | 2024-07-31 |  | Horticultural Lighting Fixture | 277 | 400 | No | TRUE | 3.46 | 795 | 198.8 | 795.2 | 64 | 44 | 692 | 5 | 800 | 3.48 | [6 empty] | 3.42 | 792 | 62 | 43 | 687 | 5 | 798 | 3.45 |  |  | 230 | 230 | 57.5 | 0.95 | 15 |  |  |  |  | 231.6 | 277 | 1 | 8.8 |  | Power Line Commincation | No | Mains Cable + Wieland Connector | [6 empty] | No |  |  |  |  | Power Line Commincation | [14 empty] | Mains Cable + Wieland Connector |  |  |  |  | No | [20 empty] | 2024-07-31
Horticultural | H-3SNDYL | Signify North America Corporation – Horti LED | Philips | GreenPower LED Toplighting | GPL TLL 700 DRW_VSN2 277-400V 2.3 D | 3 | RRRYHR | TRUE | Indoor (Non-stacked), Indoor (Stacked), Greenhouse | Top light | Sole-Source, Supplemental | AC | 40 | 2.2 | 3.2 |  | 5 | 49.2 in |  | 2024-07-31 |  | Horticultural Lighting Fixture | 277 | 400 | No | TRUE | 2.71 | 686 | 171.5 | 686 | 137 | 247 | 302 | 14 | 700 | 2.77 | [6 empty] | 2.68 | 674 | 129 | 241 | 304 | 11 | 687 | 2.74 |  |  | 253 | 253 | 63.3 | 0.95 | 15 |  |  |  |  | 251.1 | 277 | 1 | 8.5 |  | Power Line Commincation | No | Mains Cable + Wieland Connector | [6 empty] | No |  |  |  |  | Power Line Commincation | [14 empty] | Mains Cable + Wieland Connector |  |  |  |  | No | [20 empty] | 2024-07-31
Horticultural | H-4G5YKP | Signify North America Corporation – Horti LED | Philips | GreenPower LED Toplighting | GPL TLL 550 DRWFR_2 200-400V 2.3 D | 3 | RRRYHR | TRUE | Indoor (Non-stacked), Indoor (Stacked), Greenhouse | Top light | Sole-Source, Supplemental | AC | 40 | 2.2 | 3.2 |  | 5 | 49.2 in |  | 2024-07-31 |  | Horticultural Lighting Fixture | 200 | 400 | No | TRUE | 2.8 | 484 | 169.4 | 484 | 58 | 97 | 329 | 66 | 550 | 3.18 | [6 empty] | 2.73 | 477 | 55 | 95 | 327 | 65 | 544 | 3.11 |  |  | 173 | 173 | 60.6 | 0.95 | 15 |  |  |  |  | 174.9 | 200 | 1 | 8.8 |  | Power Line Commincation | No | Mains Cable + Wieland Connector | [6 empty] | No |  |  |  |  | Power Line Commincation | [14 empty] | Mains Cable + Wieland Connector |  |  |  |  | No | [20 empty] | 2024-07-31
Horticultural | H-4X6QSH | Grow Pros Solutions | GROW PROS SOLUTIONS | GPS-ULTRA-400 | GPS-ULTRA-400 | 3 | PPPUDU | TRUE | Indoor (Non-stacked), Greenhouse | Top light | Sole-Source, Supplemental | AC | 40 | 40.39 | 2.09 |  | 5 | 45.6 in |  | 2024-07-25 |  | Horticultural Lighting Fixture | 120 | 277 | No | TRUE | 2.8 | 1070 | 280 | 1070 | 278 | 475 | 317 | 17 | [8 empty] | 2.8 | 1070 | 278 | 475 | 317 | 17 |  |  |  |  | 381.9 | 381.9 | 100 | 0.969 | 14.2 |  |  |  |  | 381.9 | 277 | 0.969 | 14.2 |  | 0-10V IEC60929 Annex E | No | RJ-12 |  |  | TRUE |  |  |  | No | [13 empty] | TRUE | [10 empty] | No | [20 empty] | 2024-07-25
Horticultural | H-5MHYNV | Signify North America Corporation – Horti LED | Philips | GreenPower LED Toplighting | GPL TLL 550 DRB_HB 200-400V 2.3 D | 3 | RRRYHR | TRUE | Indoor (Non-stacked), Indoor (Stacked), Greenhouse | Top light | Sole-Source, Supplemental | AC | 40 | 2.2 | 3.2 |  | 5 | 49.2 in |  | 2024-07-31 |  | Horticultural Lighting Fixture | 200 | 400 | No | TRUE | 3.59 | 550 | 192.5 | 550 | 121 |  | 429 |  | 550 | 3.59 | [6 empty] | 3.55 | 541 | 115 | 1 | 425 | 2 | 544 | 3.57 |  |  | 153 | 153 | 53.6 | 0.95 | 15 |  |  |  |  | 152.4 | 200 | 1 | 9.7 |  | Power Line Commincation | No | Mains Cable + Wieland Connector | [6 empty] | No |  |  |  |  | Power Line Commincation | [14 empty] | Mains Cable + Wieland Connector |  |  |  |  | No | [20 empty] | 2024-07-31
Horticultural | H-81Q0PK | Delight Company Inc. | SYMPHONI | SYMPHONI LIGHTBAR | SYM-LBS-L4-VU2-S1-GS-D1 | 3 | IIIOVC |  | Indoor (Non-stacked), Indoor (Stacked), Greenhouse | Top light, SIDE LIGHT | Sole-Source, Supplemental | AC | 35 | 4.3 | 2 |  | 5 | 57.6 in |  | 2024-08-16 |  | Horticultural Lighting Fixture | 240 | 240 | No | TRUE | 2.26 | 656 | 0 | 656 | 52 | 183 | 421 | 22 | [18 empty] | 289.81 | 289.8 | 0.4 | 0.939 | 9.1 | 6 | [8 empty] | Wi-Fi | Energy Monitoring, Dim to Off | Wireless Radio | [6 empty] | No | [9 empty] | TRUE | [10 empty] | TRUE |  |  | TRUE | Yes |  | TRUE | 10 | 20 | 20 | water pH 4-8 | [12 empty] | Universal |  | 2024-08-16
Horticultural | H-8TP23G | IQ Horticultural Lighting | IQ Horticultural Lighting | Horticultural LED Lighting | ZEN 720 120 EXT | 3 | PPPUEB | TRUE | Indoor (Non-stacked), Greenhouse | Top light | Sole-Source, Supplemental | AC | 40 | 3.8 | 5.3 |  | 5 | 46.8 in |  | 2024-08-16 |  | Horticultural Lighting Fixture | 120 | 277 | No | TRUE | 2.5 | 1763 | 0 | 1763.3 | 296 | 722 | 756 | 37 | [8 empty] | 2.5 | 1763 | 286 | 721 | 756 | 37 |  |  |  |  | 705 | 705 | 0 | 0.933 | 18 |  |  |  |  | 705 | 120 | 0.933 | 17.8 |  | 0-10V IEC60929 Annex E | Dim to Off, Manual Dimming | RJ-14 |  |  | TRUE |  |  |  | No | [14 empty] | TRUE | [8 empty] | TRUE | No | TRUE | [19 empty] | 2024-08-16
Horticultural | H-B1Y47V | Signify North America Corporation – Horti LED | Philips | GreenPower LED Toplighting | GPL TLL 550 DRW_VSN2 200-400V 2.3 D | 3 | RRRYHR | TRUE | Indoor (Non-stacked), Indoor (Stacked), Greenhouse | Top light | Sole-Source, Supplemental | AC | 40 | 2.2 | 3.2 |  | 5 | 49.2 in |  | 2024-07-31 |  | Horticultural Lighting Fixture | 200 | 400 | No | TRUE | 2.78 | 539 | 188.7 | 539 | 108 | 194 | 237 | 11 | 550 | 2.84 | [6 empty] | 2.72 | 521 | 97 | 189 | 235 | 8 | 531 | 2.77 |  |  | 194 | 194 | 67.9 | 0.95 | 15 |  |  |  |  | 191.7 | 200 | 1 | 8.4 |  | Power Line Commincation | No | Mains Cable + Wieland Connector | [6 empty] | No |  |  |  |  | Power Line Commincation | [14 empty] | Mains Cable + Wieland Connector |  |  |  |  | No | [20 empty] | 2024-07-31
Horticultural | H-BBJYRS | Agrify | AGRIFY | Model O TL | GL-TL096P24-01 | 3 | UUUVUF | TRUE | Indoor (Non-stacked), Indoor (Stacked) | Top light | Sole-Source | AC | 40 | 1.6 | 1.6 |  | 5 | 96.0 in |  | 2024-07-26 |  | Horticultural Lighting Fixture | 120 | 277 | No | TRUE | 2.81 | 272 | 0 | 272.1 | 39 | 77 | 158 | 4 | [8 empty] | 2.81 | 272 | 39 | 77 | 158 | 4 |  |  |  |  | 96.8 | 96.8 | 0 | 0.996 | 4.6 |  |  |  |  | 96.8 | 120 | 0.996 | 4.6 |  | 0-10V Other Protocol | No | M15-2 Pin |  |  |  | TRUE |  |  | No | [19 empty] | M15-2 Pin |  |  |  |  | No | [18 empty] | Horizontal |  | 2024-07-26
Horticultural | H-C7BNW2 | Signify North America Corporation – Horti LED | Philips | GreenPower LED Toplighting Compact | GPL TLC 2225 DRW2_LB 277-400V 1.3D WB SP | 3 | RRRYIC | TRUE | Indoor (Non-stacked), Indoor (Stacked), Greenhouse | Top light | Sole-Source, Supplemental | AC | 40 | 9.4 | 3.5 |  | 5 | 28.8 in |  | 2024-07-31 |  | Horticultural Lighting Fixture | 277 | 400 | No | TRUE | 3.45 | 2225 | 222.5 | 2225 | 111 | 200 | 1914 |  | 2225 | 3.45 | [6 empty] | 3.43 | 2212 | 104 | 189 | 1919 | 19 | 2235 | 3.47 |  |  | 645 | 645 | 59 | 0.98 | 15 |  |  |  |  | 644 | 277 | 0.99 | 9.1 |  | Power Line Communication, No | No | Mains Cable + Wieland Connector, No | [6 empty] | No |  |  |  |  | Power Line Communication | [6 empty] | No | [7 empty] | Mains Cable + Wieland Connector |  |  | No |  | No | [20 empty] | 2024-07-31
Horticultural | H-CPKTM1 | Signify North America Corporation – Horti LED | Philips | GreenPower LED Toplighting Compact | GPL TLC 2420 DRW LB 277-400V 1.3D SB SP | 3 | RRRYIC | TRUE | Indoor (Non-stacked), Indoor (Stacked), Greenhouse | Top light | Sole-Source, Supplemental | AC | 40 | 9.4 | 3.5 |  | 5 | 28.8 in |  | 2024-07-31 |  | Horticultural Lighting Fixture | 277 | 400 | No | TRUE | 3.36 | 2420 | 242 | 2420 | 140 | 133 | 2147 |  | 2420 | 3.36 | [6 empty] | 3.46 | 2449 | 134 | 138 | 2178 | 18 | 2471 | 3.5 |  |  | 720 | 720 | 62 | 0.98 | 15 |  |  |  |  | 707 | 277 | 0.99 | 8.2 |  | Power Line Communication, No | No | Mains Cable + Wieland Connector, No | [6 empty] | No |  |  |  |  | Power Line Communication | [6 empty] | No | [7 empty] | Mains Cable + Wieland Connector |  |  | No |  | No | [20 empty] | 2024-07-31
Horticultural | H-CTTPYG | Signify North America Corporation – Horti LED | Philips | GreenPower LED Toplighting Compact | GPL TLC 1850 DRW_LB 200-400V 1.3D SB SP | 3 | RRRYIC | TRUE | Indoor (Non-stacked), Indoor (Stacked), Greenhouse | Top light | Sole-Source, Supplemental | AC | 40 | 9.4 | 3.5 |  | 5 | 28.8 in |  | 2024-07-31 |  | Horticultural Lighting Fixture | 200 | 400 | No | TRUE | 3.63 | 1850 | 185 | 1850 | 107 | 102 | 1641 |  | 1850 | 3.63 | [6 empty] | 3.67 | 1866 | 107 | 107 | 1652 | 12 | 1880 | 3.7 |  |  | 510 | 510 | 49 | 0.98 | 15 |  |  |  |  | 508.2 | 200 | 0.99 | 10 |  | Power Line Communication, No | No | Mains Cable + Wieland Connector, No | [6 empty] | No |  |  |  |  | Power Line Communication | [6 empty] | No | [7 empty] | Mains Cable + Wieland Connector |  |  | No |  | No | [20 empty] | 2024-07-31
Horticultural | H-D3SSZM | Craft Farmer | CraftFarmer | UNDERCANOPY LIGHT | UNDR-120 | 3 | PPPUEE | TRUE | Indoor (Non-stacked), Indoor (Stacked) | Top light, Intra-canopy | Sole-Source, Supplemental | AC | 40 | 3.64 | 2.73 |  | 7 | 45.6 in |  | 2024-08-27 |  | Horticultural Lighting Fixture | 120 | 277 | No | TRUE | 2.4 | 288 | 0 | 288 | 28 | 43 | 217 | 59 | [8 empty] | 2.5 | 307 | 31 | 46 | 231 | 64 |  |  |  |  | 120 | 120 | 0 | 0.9 | 20 |  |  |  |  | 121.9 | 120 | 0.933 | 13.6 |  | 0-10V ANSI C137.1 (9V) | Dim to Off | RJ-12 |  | TRUE |  |  |  |  | No | [13 empty] | TRUE | [9 empty] | TRUE | No | [20 empty] | 2024-08-27
Horticultural | H-DHJ53W | Growponic Inc. | Medic Grow | LED Grow Light | FOLD-800 | 3 | IIIOVB | TRUE | Indoor (Non-stacked), Indoor (Stacked), Greenhouse | Top light | Sole-Source, Supplemental | AC | 40 | 43.3 | 2.04 |  | 5 | 44.4 in |  | 2024-08-15 |  | Horticultural Lighting Fixture | 120 | 277 | No | TRUE | 2.55 | 1994 | 200 | 1994 | 387 | 779 | 830 | 40 | [8 empty] | 2.55 | 1994 | 387 | 779 | 830 | 40 |  |  |  |  | 800 | 800 | 80 | 0.991 | 7.6 |  |  |  |  | 781.5 | 120 | 0.991 | 7.6 |  | 0-10V Other Protocol | No | RJ-11, M19 |  |  |  | TRUE |  |  | No | [12 empty] | TRUE | [6 empty] | M19 |  |  |  |  | No | [20 empty] | 2024-08-15
Horticultural | H-DQZJCV | Shiny SunShine Ltd. | CULTI LIGHTS | AGRICULTURAL HYDROPONICS EQUIPMENT (LED grow light) | CL-GL05-802 | 3 | PPPUDV | TRUE | Indoor (Stacked), Greenhouse | Top light, Intra-canopy | Sole-Source, Supplemental | AC | 40 | 46.46 | 1.38 |  | 5 | 94.8 in |  | 2024-07-30 |  | Horticultural Lighting Fixture | 100 | 277 | No | TRUE | 2.39 | 1283 | 0 | 1283 | 234 | 526 | 523 | 65 | [8 empty] | 2.39 | 1283 | 234 | 526 | 523 | 65 |  |  |  |  | 537.3 | 537.3 | 0 | 0.997 | 1.6 |  |  |  |  | 537.3 | 120 | 0.954 | 7.5 |  | 0-10V ANSI C137.1 (9V) | Dim to Off | Flying Leads |  | TRUE |  |  |  |  | No | [17 empty] | TRUE | [5 empty] | TRUE | No | [20 empty] | 2024-07-30
Horticultural | H-DS6HKJ | Little Alder LLC | WeGrow |  | MB04-Station | 3 | UUUVUG | TRUE | Indoor (Non-stacked), Indoor (Stacked), Greenhouse | Top light | Sole-Source, Supplemental | AC | 40 | 42.52 | 2.76 |  | 5 | 44.4 in |  | 2024-08-07 |  | Horticultural Lighting Fixture | 120 | 277 | No | TRUE | 2.64 | 2130 | 213 | 2130 | 342 | 819 | 971 | 40 | [8 empty] | 2.64 | 2130 | 342 | 819 | 971 | 40 |  |  |  |  | 780 | 780 | 78 | 0.966 | 11.2 |  |  |  |  | 806.3 | 120 | 0.999 | 4.1 |  | 0-10V Other Protocol, Bluetooth - Manufacturer Specific | No | RJ-11, Wireless Radio |  |  |  | TRUE |  |  | No | [8 empty] | TRUE |  |  |  | TRUE | [7 empty] | TRUE |  |  |  | No | [20 empty] | 2024-08-07
Horticultural | H-FRZ8YX | Guangzhou Yuhui Lighting Industrial Co.,Ltd. | Zeestarled | LED Horticultural Luminaires | YH-GLT10-6FT-30W-WF | 3 | RRRYIW | TRUE | Indoor (Non-stacked), Indoor (Stacked), Greenhouse | Top light, Intra-canopy | Sole-Source, Supplemental | AC | 50 | 1.18 | 1.18 |  | 5 | 70.8 in |  | 2024-08-14 |  | Horticultural Lighting Fixture | 100 | 240 | No |  | 2.37 | 71 | 0 | 120 | 19 | 32 | 20 | 1 | [8 empty] | 2.37 | 71 | 19 | 32 | 20 | 1 |  |  |  |  | 30 | 30 | 0 | 0.967 | 18.1 |  |  |  |  | 29.92 | 120 | 0.961 | 19.3 |  |  | No | [7 empty] | No | [24 empty] | No | [20 empty] | 2024-08-14
Horticultural | H-GDT8G9 | Shenzhen Yaorong Technology Co.,Ltd | YAORONG | Spider LED Grow Light | YR-GL1140-W720[BL;AR] | 3 | UUUVUL | TRUE | Indoor (Non-stacked), Indoor (Stacked), Greenhouse | Top light | Sole-Source, Supplemental | AC | 40 | 45.12 | 2.56 |  | 5 | 50.4 in |  | 2024-08-14 |  | Horticultural Lighting Fixture | 100 | 277 | No | TRUE | 2.66 | 1918 | 0 | 1918.3 | 281 | 836 | 801 | 53 | [8 empty] | 2.6 | 1918 | 281 | 836 | 801 | 53 |  |  |  |  | 720 | 720 | 0 | 0.98 | 6.6 |  |  |  |  | 736.9 | 100.03 | 0.999 | 2.9 |  | 0-10V IEC60929 Annex E, Phase Cut (Forward Phase), Phase Cut (Reverse Phase), Bluetooth - Manufacturer Specific | Dim to Off | RJ-45, Wireless Radio |  |  | TRUE |  | TRUE | TRUE | No | [8 empty] | TRUE | [6 empty] | TRUE |  |  |  |  | TRUE |  |  | TRUE | No | [20 empty] | 2024-08-14
Horticultural | H-H0NHJ6 | FusionGrow Solutions Inc | FUSION GROW |  | TLO 800 | 3 | PPPUDY | TRUE | Indoor (Non-stacked) | Top light, Intra-canopy | Sole-Source, Supplemental | AC | 40 | 12.6 | 3.15 |  | 5 | 30.0 in |  | 2024-08-07 |  | Horticultural Lighting Fixture | 120 | 277 | No | TRUE | 2.46 | 2027 | 0 | 2027.1 | 421 | 725 | 892 | 32 | [8 empty] | 2.46 | 2027 | 421 | 725 | 892 | 32 |  |  |  |  | 824.2 | 824.2 | 0 | 0.98 | 5.3 |  |  |  |  | 824.2 | 120 | 0.98 | 5.3 |  | 0-10V IEC60929 Annex E | Dim to Off, Manual Dimming | RJ-11 |  |  | TRUE |  |  |  | No | [12 empty] | TRUE | [10 empty] | TRUE | No | TRUE | [19 empty] | 2024-08-07
Horticultural | H-H15GKR | Ningbo Smart Electronics Co., Ltd. | ESTTECH | LED GROW LIGHT | EST-LEDF-480 | 3 | EEEGOH | TRUE | Indoor (Stacked), Greenhouse | Top light, Intra-canopy | Sole-Source, Supplemental | AC | 40 | 43.2 | 3.12 |  | 5 | 48.0 in |  | 2024-07-31 |  | Horticultural Lighting Fixture | 110 | 277 | No | TRUE | 2.33 | 1042 | 110 | 1040 | 133 | 498 | 410 | 27 | [8 empty] | 2.33 | 1042 | 133 | 498 | 410 | 27 |  |  |  |  | 480 | 480 | 70 | 0.997 | 4.5 |  |  |  |  | 447.4 | 120 | 0.997 | 4.5 |  | 0-10V ANSI C137.1 (8V) | Dim to Off | RJ-14 | TRUE | [5 empty] | No | [14 empty] | TRUE | [8 empty] | TRUE | No | [20 empty] | 2024-07-31
Horticultural | H-HJY0IG | Agrify | AGRIFY | Model R Premium | ARPR4X41700AUNVG1031 | 3 | NNNPGA | TRUE | Indoor (Non-stacked), Indoor (Stacked) | Top light | Sole-Source | AC | 35 | 45 | 2.1 |  | 5 | 44.4 in |  | 2024-07-26 |  | Horticultural Lighting Fixture | 120 | 277 | No | TRUE | 2.59 | 1630 | 0 | 1630.3 | 181 | 409 | 1047 | 25 | [8 empty] | 2.59 | 1630 | 181 | 409 | 1047 | 25 |  |  |  |  | 630.3 | 630.3 | 0 | 0.989 | 7.7 |  |  |  |  | 630.28 | 120 | 0.999 | 2.7 |  | 0-10V Other Protocol | Dim to Off, Manual Dimming | RJ-14 |  |  |  | TRUE |  |  | No | [14 empty] | TRUE | [8 empty] | TRUE | No | TRUE | [17 empty] | Horizontal |  | 2024-07-26
Horticultural | H-HN0L3J | Shenzhen Longood Intelligent Electric Co., Ltd | Longbright | Full Spectrum High PPE 800W LED grow light | MJB 800W V1 | 3 | UUUVUU | TRUE | Indoor (Non-stacked), Indoor (Stacked), Greenhouse | Top light, Intra-canopy | Sole-Source, Supplemental | AC | 45 | 44.7 | 2.3 |  | 5 | 49.2 in |  | 2024-08-20 |  | Horticultural Lighting Fixture | 120 | 277 | No | TRUE | 2.92 | 2447 | 244.7 | 2447 | 396 | 1000 | 1053 | 71 | [8 empty] | 2.92 | 2447 | 369 | 1000 | 1053 | 71 |  |  |  |  | 800 | 800 | 80 | 0.969 | 5.5 |  |  |  |  | 839.3 | 277 | 0.94 | 5.5 |  | 0-10V IEC60929 Annex E | Manual Dimming | RJ-14 |  |  | TRUE |  |  |  | No | [14 empty] | TRUE | [9 empty] | No | TRUE | [19 empty] | 2024-08-20
Horticultural | H-HYQKV9 | IQ Horticultural Lighting | IQ Horticultural Lighting | Rack LED Top Light | SKY 8 120 EXT | 3 | PPPUDZ |  | Indoor (Non-stacked), Indoor (Stacked), Greenhouse | Top light | Sole-Source | AC | 40 | 41.9 | 2.56 |  | 5 | 43.2 in |  | 2024-08-08 |  | Horticultural Lighting Fixture | 120 | 277 | No | TRUE | 2.68 | 2123 | 0 | 2123 | 384 | 872 | 867 | 41 | [18 empty] | 793 | 792.7 | 0 | 0.935 | 14 | [9 empty] | 0-10V IEC60929 Annex E | Dim to Off, Manual Dimming | RJ-14 |  |  | TRUE |  |  |  | No | [14 empty] | TRUE | [8 empty] | TRUE | No | TRUE | [19 empty] | 2024-08-08
Horticultural | H-JKT54W | IQ Horticultural Lighting | IQ Horticultural Lighting | Horticultural LED Lighting | SOL 12 120 EXT | 3 | PPPUEF | TRUE | Indoor (Non-stacked), Greenhouse | Top light | Sole-Source, Supplemental | AC | 40 | 12 | 4.5 |  | 5 | 28.8 in |  | 2024-08-27 |  | Horticultural Lighting Fixture | 120 | 277 | No | TRUE | 2.72 | 3237 | 0 | 3237.2 | 728 | 1075 | 1435 | 38 | [8 empty] | 2.72 | 3237 | 728 | 1075 | 1435 | 38 |  |  |  |  | 1190 | 1190 | 0 | 0.932 | 11 |  |  |  |  | 1190.02 | 120 | 0.932 | 11 |  | 0-10V IEC60929 Annex E | Energy Monitoring, Dim to Off, Manual Dimming | RJ-14 |  |  | TRUE |  |  |  | No | [14 empty] | TRUE | [8 empty] | TRUE | Yes | TRUE | [19 empty] | 2024-08-27
Horticultural | H-K5FM86 | Signify North America Corporation – Horti LED | Philips | GreenPower LED Toplighting Compact | GPL TLC 2600 DRW_LB 277-400V 1.3D SB SP | 3 | RRRYIC |  | Indoor (Non-stacked), Indoor (Stacked), Greenhouse | Top light | Sole-Source, Supplemental | AC | 40 | 9.4 | 3.5 |  | 5 | 28.8 in |  | 2024-07-31 |  | Horticultural Lighting Fixture | 277 | 400 | No | TRUE | 3.38 | 2600 | 260 | 2600 | 151 | 143 | 2306 |  | 2600 | 3.38 | [16 empty] | 770 | 770 | 66 | 0.98 | 15 | [9 empty] | Power Line Communication, No | No | Mains Cable + Wieland Connector, No | [6 empty] | No |  |  |  |  | Power Line Communication | [6 empty] | No | [7 empty] | Mains Cable + Wieland Connector |  |  | No |  | No | [20 empty] | 2024-07-31
Horticultural | H-K92KZ4 | IQ Horticultural Lighting | IQ Horticultural Lighting | Horticultural LED Lighting | SOL 12 277 EXT | 3 | PPPUEF |  | Indoor (Non-stacked), Greenhouse | Top light | Sole-Source, Supplemental | AC | 40 | 12 | 4.5 |  | 5 | 28.8 in |  | 2024-08-27 |  | Horticultural Lighting Fixture | 277 | 480 | No | TRUE | 2.72 | 3237 | 0 | 3237.2 | 728 | 1075 | 1435 | 38 | [18 empty] | 1190 | 1190 | 0 | 0.911 | 11 | [9 empty] | 0-10V IEC60929 Annex E | Energy Monitoring, Dim to Off, Manual Dimming | RJ-14 |  |  | TRUE |  |  |  | No | [14 empty] | TRUE | [8 empty] | TRUE | Yes | TRUE | [19 empty] | 2024-08-27
Horticultural | H-KT396Y | Hawthorne Gardening Company | Agrolux | WEGA Plus ECO LT | HGC906387 | 3 | RRRYIY | TRUE | Indoor (Non-stacked), Greenhouse | Top light, Horizontal | Supplemental | AC | 35 | 11 | 6.5 |  | 5 | 12.0 in |  | 2024-08-21 |  | Horticultural Lighting Fixture | 220 | 400 | No | TRUE | 3.18 | 1716 | 235.1 | 1716 | 80 | 98 | 1539 | 97 | [8 empty] | 3.18 | 1716 | 80 | 98 | 1539 | 97 |  |  |  |  | 540 | 540 | 77 | 0.99 | 4 |  |  |  |  | 540.4 | 220 | 0.953 | 9 |  | Power Line Communication, No | No | Power Line Communication Adapter, No | [6 empty] | No |  |  |  |  | Power Line Communication | [6 empty] | No | [7 empty] | Power Line Communication Adapter |  |  | No |  | No | [18 empty] | Horizontal |  | 2024-08-21
Horticultural | H-KTJ1X2 | Signify North America Corporation – Horti LED | Philips | GreenPower LED Toplighting | GPL TLL 550 DRB_LB 200-400V 2.3 D | 3 | RRRYHR | TRUE | Indoor (Non-stacked), Indoor (Stacked), Greenhouse | Top light | Sole-Source, Supplemental | AC | 40 | 2.2 | 3.2 |  | 5 | 49.2 in |  | 2024-07-31 |  | Horticultural Lighting Fixture | 200 | 400 | No | TRUE | 3.87 | 550 | 192.5 | 550 | 32 |  | 518 |  | 550 | 3.87 | [6 empty] | 3.81 | 540 | 30 | 1 | 509 | 2 | 543 | 3.83 |  |  | 142 | 142 | 49.7 | 0.95 | 15 |  |  |  |  | 141.8 | 200 | 1 | 9.5 |  | Power Line Commincation | No | Mains Cable + Wieland Connector | [6 empty] | No |  |  |  |  | Power Line Commincation | [14 empty] | Mains Cable + Wieland Connector |  |  |  |  | No | [20 empty] | 2024-07-31
Horticultural | H-L2V1Z5 | Nedlights b.v. | NEDLIGHTS | LED Lighting | LFGT760L0EFI01 | 3 | RRRYJE | TRUE | Indoor (Non-stacked), Greenhouse | Top light | Sole-Source, Supplemental | AC | 40 | 12.4 | 4.21 |  | 5 | 20.4 in |  | 2024-08-27 |  | Horticultural Lighting Fixture | 208 | 400 | Yes | TRUE | 3.08 | 2340 | 0 | 2339.8 | 103 | 85 | 2152 | 171 | [8 empty] | 3.08 | 2340 | 103 | 85 | 2152 | 171 |  |  |  |  | 759.61 | 759.6 | 0 | 0.975 | 6.8 |  |  |  |  | 759.61 | 208 | 0.974 | 6.6 |  | LoRa | Dim to Off | LORa | [6 empty] | No | [11 empty] | LoRa | [10 empty] | LORa | TRUE | No | [20 empty] | 2024-08-27
Horticultural | H-L6JT07 | ILUMINAR Lighting | Hypermol | Horticultural LED Lighting | IL-UNDCPY-160 | 3 | RRRYIZ | TRUE | Indoor (Non-stacked), Indoor (Stacked), Greenhouse | Top light, Intra-canopy | Sole-Source, Supplemental | AC | 40 | 3 | 3.2 |  | 5 | 45.6 in |  | 2024-08-21 |  | Horticultural Lighting Fixture | 120 | 277 | No |  | 3.05 | 467 |  |  | 40 | 42 | 388 | 4 | [8 empty] | 3.05 | 467 | 40 | 42 | 385 | 4 |  |  |  |  | 153 |  |  | 0.939 | 15 |  |  |  |  | 153.24 | 120 | 0.939 | 14.5 |  |  | No | [53 empty] | 2024-08-21
Horticultural | H-LL61RN | Signify North America Corporation – Horti LED | Philips | GreenPower LED Toplighting | GPL TLL 550 DRB_MB 200-400V 2.3 D | 3 | RRRYHR | TRUE | Indoor (Non-stacked), Indoor (Stacked), Greenhouse | Top light | Sole-Source, Supplemental | AC | 40 | 2.2 | 3.2 |  | 5 | 49.2 in |  | 2024-07-31 |  | Horticultural Lighting Fixture | 200 | 400 | No | TRUE | 3.79 | 550 | 192.5 | 550 | 61 |  | 490 |  | 550 | 3.79 | [6 empty] | 3.73 | 540 | 57 | 1 | 482 | 2 | 542 | 3.75 |  |  | 145 | 145 | 50.8 | 0.95 | 15 |  |  |  |  | 144.7 | 200 | 1 | 9.4 |  | Power Line Commincation | No | Mains Cable + Wieland Connector | [6 empty] | No |  |  |  |  | Power Line Commincation | [14 empty] | Mains Cable + Wieland Connector |  |  |  |  | No | [20 empty] | 2024-07-31
Horticultural | H-M7FR1P | Signify North America Corporation – Horti LED | Philips | GreenPower LED Toplighting | GPL TLL 550 DRW_MB 200-400V 2.3 D | 3 | RRRYHR | TRUE | Indoor (Non-stacked), Indoor (Stacked), Greenhouse | Top light | Sole-Source, Supplemental | AC | 40 | 2.2 | 3.2 |  | 5 | 49.2 in |  | 2024-07-31 |  | Horticultural Lighting Fixture | 200 | 400 | No | TRUE | 3.57 | 547 | 191.3 | 546.7 | 77 | 30 | 443 | 3 | 550 | 3.59 | [6 empty] | 3.73 | 540 | 57 | 1 | 482 | 2 | 542 | 3.75 |  |  | 153 | 153 | 53.6 | 0.95 | 15 |  |  |  |  | 144 | 200 | 1 | 9.4 |  | Power Line Commincation | No | Mains Cable + Wieland Connector | [6 empty] | No |  |  |  |  | Power Line Commincation | [14 empty] | Mains Cable + Wieland Connector |  |  |  |  | No | [20 empty] | 2024-07-31
Horticultural | H-M7MZ9Z | Shenzhen Yaorong Technology Co.,Ltd | YAORONG | Spider LED Grow Light | YR-GL1140-W1000[BL;AR] | 3 | UUUVUK | TRUE | Indoor (Non-stacked), Indoor (Stacked), Greenhouse | Top light | Sole-Source, Supplemental | AC | 40 | 45.12 | 2.56 |  | 5 | 61.2 in |  | 2024-08-14 |  | Horticultural Lighting Fixture | 100 | 277 | No | TRUE | 2.7 | 2699 | 0 | 2699.3 | 397 | 1174 | 1128 | 86 | [8 empty] | 2.66 | 2699 | 397 | 1174 | 1128 | 86 |  |  |  |  | 1000 | 1000 | 0 | 0.946 | 8.6 |  |  |  |  | 1013.3 | 100 | 0.999 | 3.1 |  | 0-10V IEC60929 Annex E, Phase Cut (Forward Phase), Phase Cut (Reverse Phase), Bluetooth - Manufacturer Specific | Dim to Off | RJ-45, Wireless Radio |  |  | TRUE |  | TRUE | TRUE | No | [8 empty] | TRUE | [6 empty] | TRUE |  |  |  |  | TRUE |  |  | TRUE | No | [20 empty] | 2024-08-14
Horticultural | H-MM7J5T | HIGROWSIR LTD | HIGROWSIR | LED Grow Light | HGS-OTP-1200-T | 3 | PPPUED | TRUE | Indoor (Non-stacked) | Top light | Sole-Source, Supplemental | AC | 40 | 43 | 2.5 |  | 5 | 68.4 in |  | 2024-08-26 |  | Horticultural Lighting Fixture | 120 | 277 | No | TRUE | 2.82 | 3377 | 0 | 3377 | 662 | 1113 | 1603 | 308 | [8 empty] | 2.82 | 3377 | 662 | 1113 | 1603 | 308 |  |  |  |  | 1200 | 1200 | 0 | 0.966 | 8.9 |  |  |  |  | 1198 | 120 | 0.966 | 8.9 |  | 0-10V IEC60929 Annex E | Dim to Off, Manual Dimming | RJ-45 |  |  | TRUE |  |  |  | No | [15 empty] | TRUE | [7 empty] | TRUE | No | TRUE | [19 empty] | 2024-08-26
Horticultural | H-MMJJZV | Ningbo Smart Electronics Co., Ltd. | ESTTECH | LED GROW LIGHT | EST-LED-480I Pro | 3 | RRRYIT | TRUE | Indoor (Stacked), Greenhouse | Top light, Intra-canopy | Sole-Source, Supplemental | AC | 40 | 43.2 | 3.12 |  | 5 | 48.0 in |  | 2024-08-06 |  | Horticultural Lighting Fixture | 110 | 277 | Yes | TRUE | 2.41 | 1156 | 110 | 1100 | 173 | 515 | 469 | 27 | [8 empty] | 2.4 | 1156 | 173 | 515 | 469 | 27 |  |  |  |  | 480 | 480 | 70 | 0.994 | 4 |  |  |  |  | 480.1 | 120 | 0.994 | 4.5 |  | 0-10V ANSI C137.1 (8V) | Dim to Off | RJ-45 | TRUE | [5 empty] | No | [15 empty] | TRUE | [7 empty] | TRUE | No | [20 empty] | 2024-08-06
Horticultural | H-N1X0L9 | Technical Consumer Products | TCP |  | RHLR4UZDA3VG | 3 | PPPUDX | TRUE | Indoor (Non-stacked), Indoor (Stacked), Greenhouse | Top light, Intra-canopy | Supplemental | AC | 45 | 2.36 | 3.07 |  | 5 | 46.8 in |  | 2024-08-05 |  | Horticultural Lighting Fixture | 120 | 277 | No | TRUE | 2.9 | 430 | 59.8 | 403.7 | 74 | 147 | 183 | 4 | [8 empty] | 2.77 | 404 | 74 | 147 | 183 | 4 |  |  |  |  | 145.99 | 145.99 | 21.6 | 0.92 | 8.7 |  |  |  |  | 145.99 | 120 | 0.92 | 8.7 |  | 0-10V Other Protocol | Manual Dimming | Proprietary Cable Fitting |  |  |  | TRUE |  |  | No | [19 empty] | Proprietary Cable Fitting |  |  |  |  | No | TRUE | [19 empty] | 2024-08-05
Horticultural | H-NDTBKG | Ningbo Smart Electronics Co., Ltd. | ESTTECH | LED GROW LIGHT | EST-LED-900I Pro | 3 | RRRYIT | TRUE | Indoor (Stacked), Greenhouse | Top light, Intra-canopy | Sole-Source, Supplemental | AC | 40 | 43.2 | 3.12 |  | 5 | 48.0 in |  | 2024-08-06 |  | Horticultural Lighting Fixture | 110 | 277 | Yes | TRUE | 2.24 | 2015 | 110 | 2010 | 284 | 923 | 809 | 50 | [8 empty] | 2.23 | 2015 | 284 | 923 | 809 | 50 |  |  |  |  | 900 | 900 | 70 | 0.998 | 3 |  |  |  |  | 900.2 | 120 | 0.998 | 3.4 |  | 0-10V ANSI C137.1 (8V) | Dim to Off | RJ-45 | TRUE | [5 empty] | No | [15 empty] | TRUE | [7 empty] | TRUE | No | [20 empty] | 2024-08-06
Horticultural | H-NN9CBP | IQ Horticultural Lighting | IQ Horticultural Lighting | Horticultural LED Lighting | ZEN 10 120 EXT | 3 | PPPUEB |  | Indoor (Non-stacked), Greenhouse | Top light | Sole-Source, Supplemental | AC | 40 | 3.8 | 5.3 |  | 5 | 46.8 in |  | 2024-08-16 |  | Horticultural Lighting Fixture | 120 | 277 | No | TRUE | 2.58 | 2530 | 0 | 2529.5 | 397 | 986 | 1147 | 54 | [18 empty] | 981 | 981 | 0 | 0.951 | 11 | [9 empty] | 0-10V IEC60929 Annex E | Dim to Off, Manual Dimming | RJ-14 |  |  | TRUE |  |  |  | No | [14 empty] | TRUE | [8 empty] | TRUE | No | TRUE | [19 empty] | 2024-08-16
Horticultural | H-NQ109M | IQ Horticultural Lighting | IQ Horticultural Lighting | Rack LED Top Light | SKY 720 120 EXT | 3 | PPPUDZ | TRUE | Indoor (Non-stacked), Indoor (Stacked), Greenhouse | Top light | Sole-Source | AC | 40 | 41.9 | 2.56 |  | 5 | 43.2 in |  | 2024-08-08 |  | Horticultural Lighting Fixture | 120 | 277 | No | TRUE | 2.62 | 1863 | 0 | 1862.9 | 341 | 765 | 757 | 36 | [8 empty] | 2.62 | 1863 | 341 | 765 | 757 | 36 |  |  |  |  | 711 | 711 | 0 | 0.917 | 15 |  |  |  |  | 711.29 | 120 | 0.917 | 15.2 |  | 0-10V IEC60929 Annex E | Dim to Off, Manual Dimming | RJ-14 |  |  | TRUE |  |  |  | No | [14 empty] | TRUE | [8 empty] | TRUE | No | TRUE | [19 empty] | 2024-08-08
Horticultural | H-NXFBNS | IQ Horticultural Lighting | IQ Horticultural Lighting | Rack LED Top Light | SKY 10 120 EXT | 3 | PPPUDZ | TRUE | Indoor (Non-stacked), Indoor (Stacked), Greenhouse | Top light | Sole-Source | AC | 40 | 41.9 | 2.56 |  | 5 | 43.2 in |  | 2024-08-08 |  | Horticultural Lighting Fixture | 120 | 277 | No | TRUE | 2.6 | 2551 | 0 | 2551.3 | 470 | 1048 | 1034 | 50 | [8 empty] | 2.6 | 2551 | 470 | 1048 | 1034 | 50 |  |  |  |  | 981 | 981 | 0 | 0.97 | 10 |  |  |  |  | 981.09 | 120 | 0.97 | 10 |  | 0-10V IEC60929 Annex E | Dim to Off, Manual Dimming | RJ-14 |  |  | TRUE |  |  |  | No | [14 empty] | TRUE | [8 empty] | TRUE | No | TRUE | [19 empty] | 2024-08-08
Horticultural | H-O1ZMWN | Hawthorne Gardening Company | Agrolux | WEGA Plus ECO LT | HGC906317 | 3 | RRRYIY | TRUE | Indoor (Non-stacked), Greenhouse | Top light, Horizontal | Supplemental | AC | 35 | 11 | 6.5 |  | 5 | 12.0 in |  | 2024-08-21 |  | Horticultural Lighting Fixture | 220 | 400 | No | TRUE | 3.71 | 2022 | 277.9 | 2021.7 | 96 | 2 | 1924 | 11 | [8 empty] | 3.71 | 2022 | 96 | 2 | 1924 | 11 |  |  |  |  | 545 | 545 | 77 | 0.996 | 4 |  |  |  |  | 544.8 | 220 | 0.953 | 9.1 |  | Power Line Communication, No | No | Power Line Communication Adapter, No | [6 empty] | No |  |  |  |  | Power Line Communication | [6 empty] | No | [7 empty] | Power Line Communication Adapter |  |  | No |  | No | [18 empty] | Horizontal |  | 2024-08-21
Horticultural | H-P65Q83 | Signify North America Corporation – Horti LED | Philips | GreenPower LED Toplighting | GPL TLL 720 DRW_EBW 277-400V 2.3 D | 3 | RRRYHR | TRUE | Indoor (Non-stacked), Indoor (Stacked), Greenhouse | Top light | Sole-Source, Supplemental | AC | 40 | 2.2 | 3.2 |  | 5 | 49.2 in |  | 2024-07-31 |  | Horticultural Lighting Fixture | 277 | 400 | No | TRUE | 3.05 | 713 | 178.2 | 712.8 | 143 | 143 | 428 | 7 | 720 | 3.08 | [6 empty] | 3.01 | 691 | 143 | 135 | 414 | 7 | 700 | 3.05 |  |  | 234 | 234 | 58.5 | 0.95 | 15 |  |  |  |  | 229.5 | 277 | 1 | 9.1 |  | Power Line Commincation | No | Mains Cable + Wieland Connector | [6 empty] | No |  |  |  |  | Power Line Commincation | [14 empty] | Mains Cable + Wieland Connector |  |  |  |  | No | [20 empty] | 2024-07-31
Horticultural | H-RMZPH4 | Signify North America Corporation – Horti LED | Philips | GreenPower LED Toplighting | GPL TLL 550 DRW_LB 200-400V 2.3 D | 3 | RRRYHR | TRUE | Indoor (Non-stacked), Indoor (Stacked), Greenhouse | Top light | Sole-Source, Supplemental | AC | 40 | 2.2 | 3.2 |  | 5 | 49.2 in |  | 2024-07-31 |  | Horticultural Lighting Fixture | 200 | 400 | No | TRUE | 3.67 | 547 | 191.3 | 546.7 | 44 | 30 | 476 | 3 | 550 | 3.69 | [6 empty] | 3.64 | 543 | 44 | 30 | 469 | 3 | 547 | 3.67 |  |  | 149 | 149 | 52.2 | 0.95 | 15 |  |  |  |  | 149.1 | 200 | 1 | 9.6 |  | Power Line Commincation | No | Mains Cable + Wieland Connector | [6 empty] | No |  |  |  |  | Power Line Commincation | [14 empty] | Mains Cable + Wieland Connector |  |  |  |  | No | [20 empty] | 2024-07-31
Horticultural | H-RZTGIB | Hawthorne Gardening Company | Agrolux | WEGA Plus ECO LT | HGC906365 | 3 | RRRYIY | TRUE | Indoor (Non-stacked), Greenhouse | Top light, Horizontal | Supplemental | AC | 35 | 11 | 6.5 |  | 5 | 12.0 in |  | 2024-08-21 |  | Horticultural Lighting Fixture | 220 | 400 | No | TRUE | 3.57 | 1926 | 270.8 | 1926.1 | 85 | 100 | 1743 | 16 | [8 empty] | 3.57 | 1926 | 85 | 100 | 1743 | 17 |  |  |  |  | 540 | 540 | 77 | 0.997 | 4 |  |  |  |  | 539.7 | 220 | 0.99 | 9.1 |  | Power Line Communication, No | No | Power Line Communication Adapter, No | [6 empty] | No |  |  |  |  | Power Line Communication | [6 empty] | No | [7 empty] | Power Line Communication Adapter |  |  | No |  | No | [18 empty] | Horizontal |  | 2024-08-21
Horticultural | H-SCZN87 | Growponic Inc. | Medic Grow | LED Grow Light | FOLD-1200U | 3 | IIIOUZ | TRUE | Indoor (Non-stacked), Indoor (Stacked), Greenhouse | Top light | Sole-Source, Supplemental | AC | 40 | 43.3 | 2.04 |  | 5 | 68.4 in |  | 2024-08-14 |  | Horticultural Lighting Fixture | 200 | 277 | No | TRUE | 2.69 | 3300 | 300 | 3300 | 851 | 891 | 1560 | 437 | [8 empty] | 2.69 | 3300 | 851 | 891 | 1560 | 437 |  |  |  |  | 1200 | 1200 | 120 | 0.988 | 6 |  |  |  |  | 1228 | 200 | 0.988 | 6 |  | 0-10V Other Protocol | No | RJ-11, M19 |  |  |  | TRUE |  |  | No | [12 empty] | TRUE | [6 empty] | M19 |  |  |  |  | No | [20 empty] | 2024-08-14
Horticultural | H-SJJLKD | Signify North America Corporation – Horti LED | Philips | GreenPower LED Toplighting | GPL TLL 800 DRW_MB 277-400V 2.3 D | 3 | RRRYHR | TRUE | Indoor (Non-stacked), Indoor (Stacked), Greenhouse | Top light | Sole-Source, Supplemental | AC | 40 | 2.2 | 3.2 |  | 5 | 49.2 in |  | 2024-07-31 |  | Horticultural Lighting Fixture | 277 | 400 | No | TRUE | 3.34 | 795 | 198.8 | 795.2 | 111 | 44 | 644 | 5 | 800 | 3.36 | [6 empty] | 3.3 | 776 | 104 | 39 | 633 | 5 | 782 | 3.32 |  |  | 238 | 238 | 59.5 | 0.95 | 15 |  |  |  |  | 235.3 | 277 | 1 | 8.9 |  | Power Line Commincation | No | Mains Cable + Wieland Connector | [6 empty] | No |  |  |  |  | Power Line Commincation | [14 empty] | Mains Cable + Wieland Connector |  |  |  |  | No | [20 empty] | 2024-07-31
Horticultural | H-WMMZ00 | Signify North America Corporation – Horti LED | Philips | GreenPower LED Toplighting | GPL TLL 800 DRB_LB 277-400V 2.3 D | 3 | RRRYHR | TRUE | Indoor (Non-stacked), Indoor (Stacked), Greenhouse | Top light | Sole-Source, Supplemental | AC | 40 | 2.2 | 3.2 |  | 5 | 49.2 in |  | 2024-07-31 |  | Horticultural Lighting Fixture | 277 | 400 | No | TRUE | 3.69 | 800 | 200 | 800 | 46 |  | 754 |  | 800 | 3.69 | [6 empty] | 3.68 | 796 | 44 | 1 | 751 | 4 | 801 | 3.68 |  |  | 217 | 217 | 54.3 | 0.95 | 15 |  |  |  |  | 217.6 | 277 | 1 | 9.2 |  | Power Line Commincation | No | Mains Cable + Wieland Connector | [6 empty] | No |  |  |  |  | Power Line Commincation | [14 empty] | Mains Cable + Wieland Connector |  |  |  |  | No | [20 empty] | 2024-07-31
Horticultural | H-X08KKQ | Delight Company Inc. | SYMPHONI | SYMPHONI LIGHTBAR | SYM-LBS-L4-VC1-S1-GS-D2 | 3 | IIIOVC | TRUE | Indoor (Non-stacked), Indoor (Stacked), Greenhouse | Top light, SIDE LIGHT | Sole-Source, Supplemental | AC | 35 | 4.3 | 2 |  | 5 | 57.6 in |  | 2024-08-16 |  | Horticultural Lighting Fixture | 347 | 347 | No | TRUE | 2.23 | 651 | 0 | 651 | 52 | 181 | 418 | 22 | [8 empty] | 2.23 | 651 | 52 | 181 | 418 | 22 |  |  |  |  | 291.33 | 291.3 | 0.4 | 0.968 | 10.4 | 6 |  |  |  | 291.33 | 347 | 0.967 | 10.8 |  | Wi-Fi | Energy Monitoring, Dim to Off | Wireless Radio | [6 empty] | No | [9 empty] | TRUE | [10 empty] | TRUE |  |  | TRUE | Yes |  | TRUE | 10 | 20 | 20 | water pH 4-8 | 19 | 20 | 20 | 20 | 1 | 1.1 | 20 | 20 | 1 | 1.1 |  |  | Universal |  | 2024-08-16
Horticultural | H-YHV6C5 | Hydrofarm LLC | PHOTOBIO | LED Lighting | PTB8854LS4X | 3 | PPPUEA | TRUE | Indoor (Non-stacked), Greenhouse | Top light | Sole-Source, Supplemental | AC | 40 | 14.21 | 3.06 |  | 5 | 24.0 in |  | 2024-08-14 |  | Horticultural Lighting Fixture | 347 | 480 | No | TRUE | 2.48 | 2146 | 0 | 2146.1 | 294 | 933 | 919 | 43 | [8 empty] | 2.48 | 2146 | 293 | 933 | 919 | 43 |  |  |  |  | 866.82 | 866.8 | 0 | 0.971 | 5.5 |  |  |  |  | 866.82 | 347 | 0.971 | 5.5 |  | 0-10V IEC60929 Annex E | Dim to Off, Manual Dimming | Cable 16'Jumper |  |  | TRUE |  |  |  | No | [19 empty] | Cable 16'Jumper |  |  |  | TRUE | No | TRUE | [19 empty] | 2024-08-14
Horticultural | H-0BYCM0 | GML Solutions Ltd. | Grand Master LEDs | Tarantula Voyager HV | GMLL1500W6I2C27E2 | 3 | IIIOUX |  | Indoor (Non-stacked), Indoor (Stacked) | Top light | Sole-Source | AC | 40 | 45.67 | 4.18 |  | 5 | 45.6 in |  | 2024-07-23 |  | Horticultural Lighting Fixture | 277 | 480 | Yes | TRUE | 2.6 | 3956 | 0 | 3956 | 932 | 1547 | 1477 | 116 | [18 empty] | 1524 | 1524 | 0 | 0.993 | 8.1 | [9 empty] | 0-10V IEC60929 Annex E | Dim to Off, Manual Dimming | RJ-14 |  |  | TRUE |  |  |  | No | [14 empty] | TRUE | [8 empty] | TRUE | No | TRUE | [19 empty] | 2024-07-23
Horticultural | H-204HS7 | Greenlux Lighting Solutions Ltd. | Valoya | RX325LV S2 | RX325LV S2 | 3 | RRRYIO | TRUE | Indoor (Non-stacked), Greenhouse | Top light | Sole-Source, Supplemental | AC | 40 | 9.2 | 6.9 |  | 5 | 13.2 in |  | 2024-07-22 |  | Horticultural Lighting Fixture | 120 | 277 | No | TRUE | 3.01 | 1027 | 0 | 1027.2 | 50 | 98 | 879 | 11 | [8 empty] | 3.01 | 1027 | 50 | 98 | 879 | 11 |  |  |  |  | 340.7 | 340.7 | 0 | 0.987 | 11.7 |  |  |  |  | 340.7 | 120 | 0.987 | 11.7 |  | 0-10V IEC60929 Annex E | Dim to Off | Flying Leads |  |  | TRUE |  |  |  | No | [17 empty] | TRUE | [5 empty] | TRUE | No | [20 empty] | 2024-07-22
Horticultural | H-20LFTD | Greenlux Lighting Solutions Ltd. | Valoya | RX600HH S2 | RX600HH S2 | 3 | RRRYIO |  | Indoor (Non-stacked), Greenhouse | Top light | Sole-Source, Supplemental | AC | 40 | 15.7 | 6.9 |  | 5 | 13.2 in |  | 2024-07-22 |  | Horticultural Lighting Fixture | 200 | 480 | No | TRUE | 3.19 | 1759 | 0 | 1759.4 | 86 | 167 | 1506 | 18 | [18 empty] | 632.3 | 632.3 | 0 | 0.993 | 7.1 | [9 empty] | 0-10V IEC60929 Annex E | Dim to Off | Flying Leads |  |  | TRUE |  |  |  | No | [17 empty] | TRUE | [5 empty] | TRUE | No | [20 empty] | 2024-07-22
Horticultural | H-26NKWL | P.L. Light Systems Canada Inc. | PARFX |  | PARFX BALENSBEAM R79:W8:B5:FR8 (230W, 208-400V,PLC) | 3 | RRRYIE | TRUE | Indoor (Non-stacked), Indoor (Stacked), Greenhouse | Top light | Sole-Source, Supplemental | AC | 35 | 2.36 | 4.45 |  | 5 | 49.2 in |  | 2024-07-02 |  | Horticultural Lighting Fixture | 208 | 400 | No | TRUE | 3.06 | 727 | 0 | 726.9 | 40 | 64 | 623 | 70 | [8 empty] | 3.06 | 727 | 40 | 64 | 623 | 70 |  |  |  |  | 237.5 | 237.5 | 0 | 0.965 | 19 |  |  |  |  | 237.5 | 208 | 0.995 | 10.4 |  | Ethernet TCP/IP | Dim to Off | wieland jumper | [6 empty] | No |  |  | TRUE | [16 empty] | wieland jumper |  |  |  | TRUE | No | [20 empty] | 2024-07-02
Horticultural | H-2Q4Q5B | GrowRay Technologies, Inc. | GrowRay Technologies, Inc. | TR6 | TR6-HV-815-[AF,RE]-[15,DC]-[615,620,L715,L720,L2420,L820,HW]-[00,03,06]-[01,02]-[00,AC,DC] | 3 | FFFKRX | TRUE | Indoor (Non-stacked), Indoor (Stacked), Greenhouse | Top light | Sole-Source, Supplemental | AC | 40 | 40.2 | 3 |  | 7 | 45.6 in |  | 2024-07-12 |  | Horticultural Lighting Fixture | 347 | 480 | No |  | 2.27 | 1868 |  |  | 184 | 571 | 1112 | 76 | [8 empty] | 2.27 | 1868 | 184 | 571 | 1112 | 76 |  |  |  |  | 821 |  |  | 0.96 | 8 |  |  |  |  | 821.2 | 347 | 0.96 | 8.2 |  |  | No | [53 empty] | 2024-07-12
Horticultural | H-2QW90S | Grower’s Choice | Grower's Choice | Horticultural Luminaires | ROI-E900 | 3 | UUUVUA | TRUE | Indoor (Non-stacked), Greenhouse | Top light | Sole-Source, Supplemental | AC | 40 | 59.5 | 3.2 |  | 5 | 46.8 in |  | 2024-07-16 |  | Horticultural Lighting Fixture | 120 | 277 | No | TRUE | 2.61 | 2655 | 0 | 2655 | 458 | 1093 | 1106 | 63 | [8 empty] | 2.61 | 2655 | 458 | 1093 | 1106 | 63 |  |  |  |  | 1000 | 1000 | 0 | 0.975 | 9.6 |  |  |  |  | 1018 | 120 | 0.975 | 9.6 |  | 0-10V ANSI C137.1 (8V), 0-10V ANSI C137.1 (9V) | Dim to Off, Manual Dimming | RJ-14 | TRUE | TRUE |  |  |  |  | No | [14 empty] | TRUE | [8 empty] | TRUE | No | TRUE | [19 empty] | 2024-07-16
Horticultural | H-2RC96H | Hawthorne Gardening Company | Agrolux | WEGA Plus | HGC906377 | 3 | RRRXMK | TRUE | Indoor (Non-stacked), Greenhouse | Top light | Sole-Source, Supplemental | AC | 35 | 10.63 | 4.72 |  | 5 | 24.0 in |  | 2024-07-22 |  | Horticultural Lighting Fixture | 220 | 400 | No | TRUE | 3.81 | 3002 | 0 | 3002.3 | 154 | 3 | 2845 | 19 | [8 empty] | 3.81 | 3002 | 154 | 3 | 2845 | 19 |  |  |  |  | 788 | 788 | <2W | 0.996 | 6 |  |  |  |  | 787.9 | 220 | 0.955 | 11.1 |  | 0-10V Other Protocol, Power Line Communication (PLC) to 0-10V with internal controller, NA | Dim to Off | Terminal Block, PLC (Power Line Communication) to 0-10V Adapter, NA |  |  |  | TRUE |  |  | No |  |  |  |  | Power Line Communication (PLC) to 0-10V with internal controller | [6 empty] | NA | [6 empty] | TRUE | PLC (Power Line Communication) to 0-10V Adapter |  |  | NA | TRUE | No | [18 empty] | Horizontal |  | 2024-07-22
Horticultural | H-30KGMZ | Dutch Lighting Innovations | DLI | DLI ZENITH | DLI Zenith 900W 208-400V FS DEEP DC | 3 | RRRYIG |  | Indoor (Non-stacked), Indoor (Stacked), Greenhouse | Top light | Sole-Source, Supplemental | AC | 25 | 8.27 | 5.12 |  | 5 | 36.0 in |  | 2024-07-08 |  | Horticultural Lighting Fixture | 208 | 400 | No | TRUE | 2.67 | 2451 | 0 | 2451.2 | 325 | 727 | 1412 | 44 | [18 empty] | 918 | 918 | 0 | 0.958 | 8.1 | [9 empty] | Modbus | Dim to Off | Wieland RST20,Dongle | [6 empty] | No |  |  |  |  | Modbus | [14 empty] | Wieland RST20,Dongle |  |  |  | TRUE | No | [20 empty] | 2024-07-08
Horticultural | H-3599V7 | Best Lighting Products | CABAtech | ONE4ONE-640 | CT141-640-BR50-ST | 3 | PPPUDT | TRUE | Indoor (Non-stacked), Greenhouse | Top light | Sole-Source, Supplemental | AC | 40 | 10.25 | 5.5 |  | 5 | 19.2 in |  | 2024-07-18 |  | Horticultural Lighting Fixture | 120 | 277 | Yes | TRUE | 2.7 | 1614 | 0 | 1613.7 | 248 | 556 | 809 | 30 | 1650 | 2.8 | [6 empty] | 2.7 | 1614 | 248 | 556 | 809 | 30 | 1650 | 2.8 |  |  | 589.27 | 589.27 | 0 | 0.9 | 5 |  |  |  |  | 589.27 | 120 | 0.978 | 8.2 |  | 0-10V IEC60929 Annex E, 0-10V ANSI C137.1 (9V) | Dim to Off, Manual Dimming | RJ-12 |  | TRUE | TRUE |  |  |  | No | [13 empty] | TRUE | [9 empty] | TRUE | No | TRUE | [17 empty] | Horizontal |  | 2024-07-18
Horticultural | H-45PVGT | PPF Tech LLC | PPF TECH | Horticultural Lighting | SL550-FS1 | 3 | UUUVTV | TRUE | Indoor (Non-stacked), Indoor (Stacked), Greenhouse | Top light | Supplemental | AC | 40 | 4.3 | 8.1 |  | 5 | 48.0 in |  | 2024-07-15 |  | Horticultural Lighting Fixture | 120 | 277 | No | TRUE | 2.62 | 1484 | 148.4 | 1484 | 203 | 561 | 720 | 31 | [8 empty] | 2.62 | 1484 | 203 | 561 | 720 | 31 |  |  |  |  | 550 | 550 | 55 | 0.961 | 13.2 |  |  |  |  | 565.8 | 120 | 0.961 | 13.2 |  | 0-10V Other Protocol, Zigbee - Manufacturer Specific | No | M19, M16, Gateway |  |  |  | TRUE |  |  | No | [6 empty] | TRUE | [12 empty] | M19, M16 |  |  | Gateway |  | No | [20 empty] | 2024-07-15
Horticultural | H-48JZQN | Dutch Lighting Innovations | DLI VERTEX | DLI VERTEX | EPLI Vertex 780W 347-400V R90G5B5 MEDIUM WD | 3 | RRRYIH | TRUE | Indoor (Non-stacked), Indoor (Stacked), Greenhouse | Top light | Sole-Source, Supplemental | AC | 25 | 10.24 | 5.12 |  | 5 | 32.4 in |  | 2024-07-08 |  | Horticultural Lighting Fixture | 347 | 400 | No | TRUE | 3.5 | 2774 | 0 | 2773.6 | 134 | 140 | 2501 | 16 | [8 empty] | 3.5 | 2774 | 134 | 140 | 2501 | 16 |  |  |  |  | 791.7 | 791.7 | 0 | 0.968 | 12.8 |  |  |  |  | 791.7 | 347 | 0.974 | 13.5 |  | Digital Dim based on RS485 | Dim to Off | Wieland RST20 ,Dongle | [6 empty] | No |  |  |  |  | Digital Dim based on RS485 | [14 empty] | Wieland RST20 ,Dongle |  |  |  | TRUE | No | [20 empty] | 2024-07-08
Horticultural | H-4DVF6C | GrowRay Technologies, Inc. | GrowRay Technologies, Inc. | TR6 | TR6-HV-720-[AF,RE]-[15,DC]-[615,620,L715,L720,L2420,L820,HW]-[00,03,06]-[01,02]-[00,AC,DC] | 3 | FFFKRX |  | Indoor (Non-stacked), Indoor (Stacked), Greenhouse | Top light | Sole-Source, Supplemental | AC | 40 | 40.2 | 3 |  | 7 | 45.6 in |  | 2024-07-12 |  | Horticultural Lighting Fixture | 347 | 480 | No |  | 2.27 | 1629 |  |  | 159 | 497 | 972 | 67 | [18 empty] | 720 |  |  | 0.95 | 9 | [10 empty] | No | [53 empty] | 2024-07-12
Horticultural | H-4RP19N | Hydrofarm LLC | PHOTOBIO | PHOTOBIO · VP | PTB1130VEXX | 3 | PPPUDS | TRUE | Indoor (Stacked) | Top light, Intra-canopy | Sole-Source, Supplemental | AC | 40 | 1.38 | 1.38 |  | 5 | 46.8 in |  | 2024-07-18 |  | Horticultural Lighting Fixture | 100 | 277 | No |  | 2.41 | 78 | 77.5 | 77.5 | 13 | 21 | 44 | 8 | [8 empty] | 2.41 | 78 | 13 | 21 | 43 | 7 |  |  |  |  | 30 | 30 | 30 | 0.911 | 17.5 |  |  |  |  | 32.18 | 120 | 0.911 | 17.5 |  |  | No | [7 empty] | No | [24 empty] | No | [20 empty] | 2024-07-18
Horticultural | H-533F4T | Grow Light Science LLC | Grow Light Science |  | GLS-PG-2400-HB-L-3 | 3 | UUUVTQ |  | Greenhouse | Top light | Supplemental | AC | 35 | 17.1 | 2.2 |  | 5 | 44.4 in |  | 2024-07-12 |  | Horticultural Lighting Fixture | 347 | 347 | No | TRUE | 2.94 | 2435 | 0 | 2435 | 431 | 913 | 1093 | 43 | [18 empty] | 820 | 820 | 0 | 0.974 | 6.4 | [9 empty] | 0-10V Other Protocol | Dim to Off | RJ-12 |  |  |  | TRUE |  |  | No | [13 empty] | TRUE | [9 empty] | TRUE | No | [20 empty] | 2024-07-12
Horticultural | H-5JBJXD | GrowRay Technologies, Inc. | GrowRay Technologies, Inc. | TR6 | TR6-LV-600-[AF,RE]-[15,DC]-[615,620,L715,L720,L2420,L820,HW]-[00,03,06]-[01,02]-[00,AC,DC] | 3 | FFFKRX |  | Indoor (Non-stacked), Indoor (Stacked), Greenhouse | Top light | Sole-Source, Supplemental | AC | 40 | 40.2 | 3 |  | 7 | 45.6 in |  | 2024-07-12 |  | Horticultural Lighting Fixture | 220 | 277 | No |  | 2.34 | 1410 |  |  | 137 | 432 | 841 | 58 | [18 empty] | 611 |  |  | 0.972 | 12 | [10 empty] | No | [53 empty] | 2024-07-12
Horticultural | H-5JP212 | PPF Tech LLC | PPF TECH | LED Horticultural Lighting | HG940 PRO FS3 | 3 | UUUVTU | TRUE | Indoor (Non-stacked), Indoor (Stacked), Greenhouse | Top light | Sole-Source, Supplemental | AC | 40 | 44.88 | 2.93 |  | 5 | 46.8 in |  | 2024-07-15 |  | Horticultural Lighting Fixture | 120 | 277 | No | TRUE | 2.65 | 2544 | 254.4 | 2544 | 421 | 1043 | 1081 | 86 | [8 empty] | 2.65 | 2544 | 421 | 1043 | 1081 | 86 |  |  |  |  | 940 | 940 | 94 | 0.964 | 8.8 |  |  |  |  | 958.8 | 120 | 0.964 | 8.8 |  | 0-10V Other Protocol | No | M16, M19 |  |  |  | TRUE |  |  | No | [19 empty] | M16, M19 |  |  |  |  | No | [20 empty] | 2024-07-15
Horticultural | H-6V9Y75 | Grow Light Science LLC | Grow Light Science |  | GLS-PG-2400-HB-L-2 | 3 | UUUVTQ | TRUE | Greenhouse | Top light | Supplemental | AC | 35 | 17.1 | 2.2 |  | 5 | 44.4 in |  | 2024-07-12 |  | Horticultural Lighting Fixture | 220 | 277 | No | TRUE | 2.93 | 2432 | 0 | 2432 | 439 | 909 | 1086 | 43 | [8 empty] | 2.93 | 2432 | 439 | 909 | 1086 | 43 |  |  |  |  | 820 | 820 | 0 | 0.981 | 6.2 |  |  |  |  | 829.7 | 240 | 0.993 | 3.5 |  | 0-10V Other Protocol | Dim to Off | RJ-12 |  |  |  | TRUE |  |  | No | [13 empty] | TRUE | [9 empty] | TRUE | No | [20 empty] | 2024-07-12
Horticultural | H-725PZF | Greenlux Lighting Solutions Ltd. | Valoya | RX325HV SolrayX | RX325HV SolrayX | 3 | RRRYIO |  | Indoor (Non-stacked), Greenhouse | Top light | Sole-Source, Supplemental | AC | 40 | 9.2 | 6.9 |  | 5 | 13.2 in |  | 2024-07-22 |  | Horticultural Lighting Fixture | 220 | 480 | No | TRUE | 2.58 | 865 | 0 | 865.4 | 169 | 321 | 375 | 17 | [18 empty] | 317.85 | 317.85 | 0 | 0.949 | 16.5 | [9 empty] | 0-10V IEC60929 Annex E | Dim to Off | Flying Leads |  |  | TRUE |  |  |  | No | [17 empty] | TRUE | [5 empty] | TRUE | No | [20 empty] | 2024-07-22
Horticultural | H-72ZVQL | Shenzhen Number Energy Saving Corporation | NANOLUX |  | LED PGF18 | 3 | PPPUDP | TRUE | Indoor (Non-stacked), Indoor (Stacked), Greenhouse | Top light | Supplemental | AC | 35 | 1.26 | 1.26 |  | 5 | 46.8 in |  | 2024-07-11 |  | Horticultural Lighting Fixture | 120 | 277 | No |  | 2.22 | 37 | 36.9 | 36.9 | 15 | 5 | 16 | 3 | [8 empty] | 2.22 | 37 | 15 | 5 | 16 | 3 |  |  |  |  | 18 | 18 | 18 | 0.926 | 19 |  |  |  |  | 16.65 | 120 | 0.927 | 13.7 |  |  | No | [7 empty] | No | [24 empty] | No | [20 empty] | 2024-07-11
Horticultural | H-76FRSH | GrowRay Technologies, Inc. | GrowRay Technologies, Inc. | TR6 | TR6-HV-600-[AF,RE]-[15,DC]-[615,620,L715,L720,L2420,L820,HW]-[00,03,06]-[01,02]-[00,AC,DC] | 3 | FFFKRX | TRUE | Indoor (Non-stacked), Indoor (Stacked), Greenhouse | Top light | Sole-Source, Supplemental | AC | 40 | 40.2 | 3 |  | 7 | 45.6 in |  | 2024-07-12 |  | Horticultural Lighting Fixture | 347 | 480 | No |  | 2.34 | 1410 |  |  | 137 | 432 | 841 | 58 | [8 empty] | 2.34 | 1410 | 137 | 432 | 841 | 58 |  |  |  |  | 602 |  |  | 0.935 | 12 |  |  |  |  | 602.1 | 347 | 0.935 | 11.5 |  |  | No | [53 empty] | 2024-07-12
Horticultural | H-8FY2CB | Grower’s Choice | Grower's Choice | Horticultural Luminaires | CPS-V375 | 3 | UUUVTW | TRUE | Indoor (Non-stacked), Greenhouse | Top light | Sole-Source, Supplemental | DC | 40 | 47.99 | 2.36 |  | 5 | 34.8 in |  | 2024-07-15 |  | Horticultural Lighting Fixture | 250 | 250 | No | TRUE |  | 995 | 0 | 995.4 | 196 | 443 | 357 | 24 |  |  | 2.66 | 2.33 | [5 empty] | 995 | 196 | 443 | 357 | 24 |  |  |  |  | 375 | 375 | 0 |  |  | 2 | 428.6 |  |  | 373.8 | 250 |  |  |  | 0-10V ANSI C137.1 (8V), 0-10V ANSI C137.1 (9V) | Dim to Off, Manual Dimming | RJ-14 | TRUE | TRUE |  |  |  |  | No | [14 empty] | TRUE | [8 empty] | TRUE | No | TRUE | [19 empty] | 2024-07-15
Horticultural | H-8XBRPR | Dutch Lighting Innovations | DLI VERTEX | DLI VERTEX | EPLI Vertex 780W 347-400V R85G5B5FR5 MEDIUM WD | 3 | RRRYIP | TRUE | Indoor (Non-stacked), Indoor (Stacked), Greenhouse | Top light | Sole-Source, Supplemental | AC | 25 | 10.24 | 5.12 |  | 5 | 32.4 in |  | 2024-07-23 |  | Horticultural Lighting Fixture | 347 | 400 | No | TRUE | 3.29 | 2617 | 0 | 2616.7 | 139 | 144 | 2335 | 160 | [8 empty] | 3.29 | 2617 | 139 | 144 | 2335 | 160 |  |  |  |  | 795.5 | 795.5 | 0 | 0.963 | 5 |  |  |  |  | 795.5 | 347 | 0.963 | 5 |  | Digital Dim based on RS485 | Dim to Off | Wieland RST20,Dongle | [6 empty] | No |  |  |  |  | Digital Dim based on RS485 | [14 empty] | Wieland RST20,Dongle |  |  |  | TRUE | No | [20 empty] | 2024-07-23
Horticultural | H-9JL0PV | Greenlux Lighting Solutions Ltd. | Valoya | RX325LV Solray385 | RX325LV Solray385 | 3 | RRRYIO | TRUE | Indoor (Non-stacked), Greenhouse | Top light | Sole-Source, Supplemental | AC | 40 | 9.2 | 6.9 |  | 5 | 13.2 in |  | 2024-07-22 |  | Horticultural Lighting Fixture | 120 | 277 | No | TRUE | 2.49 | 842 | 0 | 841.6 | 160 | 315 | 366 | 30 | 871 | 2.58 | [6 empty] | 2.49 | 842 | 160 | 315 | 366 | 30 | 871 | 2.49 |  |  | 337.7 | 337.7 | 0 | 0.994 | 9.1 |  |  |  |  | 337.8 | 120 | 0.994 | 9.2 |  | 0-10V IEC60929 Annex E | Dim to Off | Flying Leads |  |  | TRUE |  |  |  | No | [17 empty] | TRUE | [5 empty] | TRUE | No | [20 empty] | 2024-07-22
Horticultural | H-9T6NX2 | GML Solutions Ltd. | Grand Master LEDs | Tarantula Voyager | GMLL1500W6I2C27B2 | 3 | IIIOUX | TRUE | Indoor (Non-stacked), Indoor (Stacked) | Top light | Sole-Source | AC | 40 | 45.67 | 4.18 |  | 5 | 45.6 in |  | 2024-07-23 |  | Horticultural Lighting Fixture | 120 | 277 | Yes | TRUE | 2.55 | 3938 | 0 | 3938 | 932 | 1535 | 1471 | 117 | [8 empty] | 2.55 | 3938 | 932 | 1535 | 1471 | 117 |  |  |  |  | 1545 | 1545 | 0 | 0.998 | 5.2 |  |  |  |  | 1545 | 120 | 0.974 | 7.7 |  | 0-10V IEC60929 Annex E | Dim to Off, Manual Dimming | RJ-14 |  |  | TRUE |  |  |  | No | [14 empty] | TRUE | [8 empty] | TRUE | No | TRUE | [19 empty] | 2024-07-23
Horticultural | H-BL7SGT | Hawthorne Gardening Company | Agrolux | WEGA Max | HGC906390 | 3 | UUUVTL | TRUE | Indoor (Non-stacked), Greenhouse | Top light | Sole-Source | AC | 35 | 13 | 4.72 |  | 5 | 21.6 in |  | 2024-07-10 |  | Horticultural Lighting Fixture | 220 | 400 | No | TRUE | 3.69 | 3915 | 527.3 | 3914.7 | 198 | 3 | 3714 | 21 | [8 empty] | 3.69 | 3915 | 198 | 3 | 3714 | 20 |  |  |  |  | 1060 | 1060 | 148.2 | 0.997 | 4 |  |  |  |  | 1060 | 220 | 0.997 | 4 |  | Power Line Communication Adapter | No | Terminal Block, Power Line Communication Adapter | [6 empty] | No |  |  |  |  | Power Line Communication Adapter | [13 empty] | TRUE | Power Line Communication Adapter |  |  |  |  | No | [18 empty] | Horizontal |  | 2024-07-10
Horticultural | H-BNKTHJ | Greenlux Lighting Solutions Ltd. | Valoya | RX800HV S2 | RX800HV S2 | 3 | RRRYIO | TRUE | Indoor (Non-stacked), Greenhouse | Top light | Sole-Source, Supplemental | AC | 40 | 15.7 | 6.9 |  | 5 | 13.2 in |  | 2024-07-22 |  | Horticultural Lighting Fixture | 200 | 480 | No | TRUE | 2.94 | 2333 | 0 | 2332.6 | 108 | 223 | 2001 | 26 | [8 empty] | 2.94 | 2333 | 108 | 223 | 2001 | 26 |  |  |  |  | 793.5 | 793.5 | 0 | 0.956 | 15 |  |  |  |  | 793.8 | 277 | 0.956 | 15 |  | 0-10V IEC60929 Annex E | Dim to Off | Flying Leads |  |  | TRUE |  |  |  | No | [17 empty] | TRUE | [5 empty] | TRUE | No | [20 empty] | 2024-07-22
Horticultural | H-BZHF5J | GrowRay Technologies, Inc. | GrowRay Technologies, Inc. | TR6 | TR6-LV-720-[AF,RE]-[15,DC]-[615,620,L715,L720,L2420,L820,HW]-[00,03,06]-[01,02]-[00,AC,DC] | 3 | FFFKRX |  | Indoor (Non-stacked), Indoor (Stacked), Greenhouse | Top light | Sole-Source, Supplemental | AC | 40 | 40.2 | 3 |  | 7 | 45.6 in |  | 2024-07-12 |  | Horticultural Lighting Fixture | 220 | 277 | No |  | 2.27 | 1629 |  |  | 159 | 497 | 972 | 67 | [18 empty] | 720 |  |  | 0.978 | 11 | [10 empty] | No | [53 empty] | 2024-07-12
Horticultural | H-C6PK7K | Grow Light Science LLC | Grow Light Science |  | GLS-PG-2400-CP-L-2 | 3 | UUUVTR | TRUE | Greenhouse | Top light | Supplemental | AC | 35 | 43.7 | 1.9 |  | 5 | 44.4 in |  | 2024-07-12 |  | Horticultural Lighting Fixture | 220 | 277 | No | TRUE | 2.93 | 2424 | 0 | 2424 | 430 | 904 | 1091 | 43 | [8 empty] | 2.93 | 2424 | 430 | 904 | 1091 | 43 |  |  |  |  | 820 | 820 | 0 | 0.983 | 5.7 |  |  |  |  | 828.6 | 240 | 0.992 | 3.1 |  | 0-10V Other Protocol | Dim to Off | RJ-12 |  |  |  | TRUE |  |  | No | [13 empty] | TRUE | [9 empty] | TRUE | No | [20 empty] | 2024-07-12
Horticultural | H-CM17PW | Greenlux Lighting Solutions Ltd. | Valoya | RX325HV Solray385 | RX325HV Solray385 | 3 | RRRYIO |  | Indoor (Non-stacked), Greenhouse | Top light | Sole-Source, Supplemental | AC | 40 | 9.2 | 6.9 |  | 5 | 13.2 in |  | 2024-07-22 |  | Horticultural Lighting Fixture | 220 | 480 | No | TRUE | 2.49 | 842 | 0 | 841.6 | 160 | 315 | 366 | 30 | 871 | 2.61 | [16 empty] | 333.18 | 333.18 | 0 | 0.952 | 16.6 | [9 empty] | 0-10V IEC60929 Annex E | Dim to Off | Flying Leads |  |  | TRUE |  |  |  | No | [17 empty] | TRUE | [5 empty] | TRUE | No | [20 empty] | 2024-07-22
Horticultural | H-CSXVY9 | GML Solutions Ltd. | Grand Master LEDs | Tarantula Borg Evolution HV | GMLL1500W6I2B26E2 | 3 | IIIOUY | TRUE | Indoor (Non-stacked), Indoor (Stacked) | Top light | Sole-Source | AC | 40 | 45.67 | 4.15 |  | 5 | 45.6 in |  | 2024-07-24 |  | Horticultural Lighting Fixture | 277 | 480 | Yes | TRUE | 2.69 | 4083 | 0 | 4083 | 755 | 1386 | 1942 | 360 | [8 empty] | 2.69 | 4083 | 755 | 1386 | 1942 | 360 |  |  |  |  | 1517 | 1517 | 0 | 0.998 | 8 |  |  |  |  | 1517 | 277 | 0.902 | 8.1 |  | 0-10V IEC60929 Annex E | Dim to Off, Manual Dimming | RJ-45 |  |  | TRUE |  |  |  | No | [15 empty] | TRUE | [7 empty] | TRUE | No | TRUE | [19 empty] | 2024-07-24
Horticultural | H-D5BTQR | Dutch Lighting Innovations | DLI | DLI ZENITH | DLI Zenith 780W 347-400V R85G5B5FR5 DEEP WD | 3 | RRRYID | TRUE | Indoor (Non-stacked), Indoor (Stacked), Greenhouse | Top light | Sole-Source, Supplemental | AC | 25 | 8.27 | 5.12 |  | 5 | 36.0 in |  | 2024-07-01 |  | Horticultural Lighting Fixture | 347 | 400 | No | TRUE | 3.25 | 2553 | 0 | 2553.4 | 133 | 133 | 2288 | 143 | [8 empty] | 3.25 | 2553 | 133 | 133 | 2288 | 143 |  |  |  |  | 786.3 | 786.3 | 0 | 0.984 | 7 |  |  |  |  | 786.3 | 347 | 0.984 | 7 |  | DALI | Dim to Off | Wieland RST20,Dongle | [6 empty] | Yes | [19 empty] | Wieland RST20,Dongle |  |  |  | TRUE | No | [20 empty] | 2024-07-01
Horticultural | H-DZ3532 | Grow Light Science LLC | Grow Light Science |  | GLS-PG-2400-CP-L-3 | 3 | UUUVTR |  | Greenhouse | Top light | Supplemental | AC | 35 | 43.7 | 1.9 |  | 5 | 44.4 in |  | 2024-07-12 |  | Horticultural Lighting Fixture | 347 | 347 | No | TRUE | 2.93 | 2424 | 0 | 2424 | 427 | 905 | 1093 | 43 | [18 empty] | 820 | 820 | 0 | 0.976 | 6.2 | [9 empty] | 0-10V Other Protocol | Dim to Off | RJ-12 |  |  |  | TRUE |  |  | No | [13 empty] | TRUE | [9 empty] | TRUE | No | [20 empty] | 2024-07-12
Horticultural | H-F2BHGW | GML Solutions Ltd. | Grand Master LEDs | Tarantula Borg Evolution | GMLL1500W6I2B26A2 | 3 | IIIOUY | TRUE | Indoor (Non-stacked), Indoor (Stacked) | Top light | Sole-Source | AC | 40 | 45.67 | 4.15 |  | 5 | 45.6 in |  | 2024-07-24 |  | Horticultural Lighting Fixture | 100 | 277 | Yes | TRUE | 2.66 | 4159 | 0 | 4159 | 768 | 1412 | 1979 | 368 | [8 empty] | 2.66 | 4159 | 768 | 1412 | 1979 | 368 |  |  |  |  | 1563 | 1563 | 0 | 0.998 | 4.3 |  |  |  |  | 1563 | 120 | 0.963 | 7.8 |  | 0-10V IEC60929 Annex E | Dim to Off, Manual Dimming | RJ-45 |  |  | TRUE |  |  |  | No | [15 empty] | TRUE | [7 empty] | TRUE | No | TRUE | [19 empty] | 2024-07-24
Horticultural | H-GDT2RH | Hawthorne Gardening Company | Agrolux | WEGA Plus | HGC906399 | 3 | RRRXMK | TRUE | Indoor (Non-stacked), Greenhouse | Top light | Sole-Source, Supplemental | AC | 35 | 10.63 | 4.72 |  | 5 | 24.0 in |  | 2024-07-22 |  | Horticultural Lighting Fixture | 220 | 400 | No | TRUE | 3.23 | 2541 | 0 | 2541.2 | 127 | 148 | 2269 | 150 | [8 empty] | 3.23 | 2541 | 127 | 148 | 2269 | 150 |  |  |  |  | 786 | 786 | <2W | 0.997 | 5 |  |  |  |  | 786.2 | 220 | 0.955 | 10.9 |  | 0-10V Other Protocol, Power Line Communication (PLC) to 0-10V with internal controller, NA | Dim to Off | Terminal Block, PLC (Power Line Communication) to 0-10V Adapter, NA |  |  |  | TRUE |  |  | No |  |  |  |  | Power Line Communication (PLC) to 0-10V with internal controller | [6 empty] | NA | [6 empty] | TRUE | PLC (Power Line Communication) to 0-10V Adapter |  |  | NA | TRUE | No | [18 empty] | Horizontal |  | 2024-07-22
Horticultural | H-K3BS8C | Grower’s Choice | Grower's Choice | Horticultural Luminaires | GHS-730 | 3 | UUUVTO | TRUE | Indoor (Non-stacked), Greenhouse | Top light | Sole-Source, Supplemental | AC | 40 | 5.16 | 4.41 |  | 5 | 45.6 in |  | 2024-07-09 |  | Horticultural Lighting Fixture | 120 | 277 | No | TRUE | 2.46 | 1896 | 0 | 1896 | 356 | 790 | 752 | 42 | [8 empty] | 2.46 | 1896 | 356 | 790 | 752 | 42 |  |  |  |  | 730 | 730 | 0 | 0.982 | 6.2 |  |  |  |  | 770.1 | 120 | 0.982 | 6.2 |  | 0-10V ANSI C137.1 (8V), 0-10V ANSI C137.1 (9V) | Dim to Off, Manual Dimming | RJ-14 | TRUE | TRUE |  |  |  |  | No | [14 empty] | TRUE | [8 empty] | TRUE | No | TRUE | [19 empty] | 2024-07-09
Horticultural | H-K6YHFN | Dutch Lighting Innovations | DLI VERTEX | DLI VERTEX | EPLI Vertex 870W 347-400V R90G5B5 MEDIUM WD | 3 | RRRYIH | TRUE | Indoor (Non-stacked), Indoor (Stacked), Greenhouse | Top light | Sole-Source, Supplemental | AC | 25 | 10.24 | 5.12 |  | 5 | 32.4 in |  | 2024-07-08 |  | Horticultural Lighting Fixture | 347 | 400 | No | TRUE | 3.48 | 3073 | 0 | 3073.2 | 146 | 150 | 2779 | 17 | [8 empty] | 3.48 | 3073 | 146 | 150 | 2779 | 17 |  |  |  |  | 881.9 | 881.9 | 0 | 0.974 | 13.5 |  |  |  |  | 881.9 | 347 | 0.968 | 12.8 |  | Digital Dim based on RS485 | Dim to Off | Wieland RST20 ,Dongle | [6 empty] | No |  |  |  |  | Digital Dim based on RS485 | [14 empty] | Wieland RST20 ,Dongle |  |  |  | TRUE | No | [20 empty] | 2024-07-08
Horticultural | H-L7J9BL | Grower’s Choice | Grower's Choice | Horticultural Luminaires | CPS-V750 | 3 | UUUVTW |  | Indoor (Non-stacked), Greenhouse | Top light | Sole-Source, Supplemental | DC | 40 | 47.99 | 2.36 |  | 5 | 45.6 in |  | 2024-07-15 |  | Horticultural Lighting Fixture | 250 | 250 | No | TRUE |  | 2007 | 0 | 2007 | 386 | 869 | 754 | 50 |  |  | 2.69 | 2.35 | [14 empty] | 750 | 750 | 0 |  |  | 3 | 857.1 | [7 empty] | 0-10V ANSI C137.1 (8V), 0-10V ANSI C137.1 (9V) | Dim to Off, Manual Dimming | RJ-14 | TRUE | TRUE |  |  |  |  | No | [14 empty] | TRUE | [8 empty] | TRUE | No | TRUE | [19 empty] | 2024-07-15
Horticultural | H-MNRZKB | Dutch Lighting Innovations | DLI VERTEX | DLI VERTEX | EPLI Vertex 780W 347-400V R90G5B5-FR10 MEDIUM WD | 3 | RRRYII | TRUE | Indoor (Non-stacked), Indoor (Stacked), Greenhouse | Top light | Sole-Source, Supplemental | AC | 25 | 10.24 | 5.12 |  | 5 | 32.4 in |  | 2024-07-08 |  | Horticultural Lighting Fixture | 347 | 400 | Yes | TRUE | 3.1 | 2446 | 0 | 2446.4 | 120 | 131 | 2198 | 289 | [8 empty] | 3.1 | 2446 | 120 | 131 | 2198 | 289 |  |  |  |  | 790 | 790 | 0 | 0.988 | 10.5 |  |  |  |  | 790 | 347 | 0.988 | 10.5 |  | Digital Dim based on RS485 | Dim to Off | Wieland RST20,Dongle | [6 empty] | No |  |  |  |  | Digital Dim based on RS485 | [14 empty] | Wieland RST20,Dongle |  |  |  | TRUE | No | [20 empty] | 2024-07-08
Horticultural | H-NQ0BHY | Hawthorne Gardening Company | Agrolux | WEGA Max | HGC906394 | 3 | UUUVTL | TRUE | Indoor (Non-stacked), Greenhouse | Top light | Sole-Source | AC | 35 | 13 | 4.72 |  | 5 | 21.6 in |  | 2024-07-10 |  | Horticultural Lighting Fixture | 220 | 400 | No | TRUE | 3.56 | 3756 | 513 | 3756.1 | 166 | 197 | 3396 | 32 | [8 empty] | 3.56 | 3756 | 166 | 197 | 3396 | 32 |  |  |  |  | 1056 | 1056 | 148.2 | 0.996 | 4 |  |  |  |  | 1056 | 220 | 0.996 | 4.5 |  | Power Line Communication Adapter | No | Terminal Block, Power Line Communication Adapter | [6 empty] | No |  |  |  |  | Power Line Communication Adapter | [13 empty] | TRUE | Power Line Communication Adapter |  |  |  |  | No | [18 empty] | Horizontal |  | 2024-07-10
Horticultural | H-PSZXLM | HIGROWSIR LTD | HIGROWSIR | Horticultural Luminaire | HGS-OTP-1000-D | 3 | IIIOUW | TRUE | Indoor (Non-stacked), Greenhouse | Top light | Sole-Source, Supplemental | AC | 35 | 42.13 | 2.87 |  | 5 | 43.2 in |  | 2024-07-16 |  | Horticultural Lighting Fixture | 100 | 277 | No | TRUE | 2.91 | 2972 | 0 | 2972 | 542 | 1107 | 1324 | 193 | [8 empty] | 2.91 | 2972 | 542 | 1107 | 1324 | 193 |  |  |  |  | 1000 | 1000 | 0 | 0.978 | 8.9 |  |  |  |  | 1021 | 120 | 0.978 | 8.9 |  | 0-10V Other Protocol | Dim to Off, Manual Dimming | RJ-14 |  |  |  | TRUE |  |  | No | [14 empty] | TRUE | [8 empty] | TRUE | No | TRUE | [19 empty] | 2024-07-16
Horticultural | H-RJJL2X | Hawthorne Gardening Company | Agrolux | WEGA Plus | HGC906378 | 3 | RRRXMK | TRUE | Indoor (Non-stacked), Greenhouse | Top light | Sole-Source, Supplemental | AC | 35 | 10.63 | 4.72 |  | 5 | 24.0 in |  | 2024-07-22 |  | Horticultural Lighting Fixture | 220 | 400 | No | TRUE | 3.64 | 2842 | 0 | 2841.5 | 117 | 159 | 2568 | 27 | [8 empty] | 3.64 | 2842 | 117 | 159 | 2568 | 27 |  |  |  |  | 782 | 782 | <2W | 0.996 | 5 |  |  |  |  | 781.6 | 220 | 0.955 | 10.8 |  | 0-10V Other Protocol, Power Line Communication (PLC) to 0-10V with internal controller, NA | Dim to Off | Terminal Block, PLC (Power Line Communication) to 0-10V Adapter, NA |  |  |  | TRUE |  |  | No |  |  |  |  | Power Line Communication (PLC) to 0-10V with internal controller | [6 empty] | NA | [6 empty] | TRUE | PLC (Power Line Communication) to 0-10V Adapter |  |  | NA | TRUE | No | [18 empty] | Horizontal |  | 2024-07-22
Horticultural | H-RLWKCX | Greenlux Lighting Solutions Ltd. | Valoya | RX325LV SolrayX | RX325LV SolrayX | 3 | RRRYIO | TRUE | Indoor (Non-stacked), Greenhouse | Top light | Sole-Source, Supplemental | AC | 40 | 9.2 | 6.9 |  | 5 | 13.2 in |  | 2024-07-22 |  | Horticultural Lighting Fixture | 120 | 277 | No | TRUE | 2.58 | 865 | 0 | 865.4 | 169 | 321 | 375 | 17 | [8 empty] | 2.58 | 865 | 169 | 321 | 375 | 17 |  |  |  |  | 337.4 | 337.4 | 0 | 0.994 | 9.1 |  |  |  |  | 335.3 | 120 | 0.994 | 9.4 |  | 0-10V IEC60929 Annex E | Dim to Off | Flying Leads |  |  | TRUE |  |  |  | No | [17 empty] | TRUE | [5 empty] | TRUE | No | [20 empty] | 2024-07-22
Horticultural | H-RV6SY1 | Dutch Lighting Innovations | DLI VERTEX | DLI VERTEX | EPLI Vertex 870W 347-400V R90G5B5-FR10 MEDIUM WD | 3 | RRRYII |  | Indoor (Non-stacked), Indoor (Stacked), Greenhouse | Top light | Sole-Source, Supplemental | AC | 25 | 10.24 | 5.12 |  | 5 | 32.4 in |  | 2024-07-08 |  | Horticultural Lighting Fixture | 347 | 400 | Yes | TRUE | 3.12 | 2740 | 0 | 2739.5 | 125 | 143 | 2473 | 322 | [18 empty] | 878.8 | 878.8 | 0 | 0.982 | 9.7 | [9 empty] | Digital Dim based on RS485 | Dim to Off | Wieland RST20,Dongle | [6 empty] | No |  |  |  |  | Digital Dim based on RS485 | [14 empty] | Wieland RST20,Dongle |  |  |  | TRUE | No | [20 empty] | 2024-07-08
Horticultural | H-SSSPKS | Greenlux Lighting Solutions Ltd. | Valoya | RX360HV S2 | RX360HV S2 | 3 | RRRYIO |  | Indoor (Non-stacked), Greenhouse | Top light | Sole-Source, Supplemental | AC | 40 | 9.2 | 6.9 |  | 5 | 13.2 in |  | 2024-07-22 |  | Horticultural Lighting Fixture | 220 | 480 | No |  | 3.09 | 1150 |  |  | 56 | 109 | 984 | 12 | [18 empty] | 363.43 |  |  | 0.957 | 11.6 | [10 empty] | No | [53 empty] | 2024-07-22
Horticultural | H-VYGCP6 | Greenlux Lighting Solutions Ltd. | Valoya | RX360LV S2 | RX360LV S2 | 3 | RRRYIO |  | Indoor (Non-stacked), Greenhouse | Top light | Sole-Source, Supplemental | AC | 40 | 9.2 | 6.9 |  | 5 | 13.2 in |  | 2024-07-22 |  | Horticultural Lighting Fixture | 120 | 277 | No | TRUE | 3.09 | 1150 | 0 | 1149.9 | 56 | 109 | 984 | 12 | [18 empty] | 374.1 | 374.1 | 0 | 0.995 | 8.3 | [9 empty] | 0-10V IEC60929 Annex E | Dim to Off | Flying Leads |  |  | TRUE |  |  |  | No | [17 empty] | TRUE | [5 empty] | TRUE | No | [20 empty] | 2024-07-22
Horticultural | H-WLJX07 | Dutch Lighting Innovations | DLI VERTEX | DLI VERTEX | EPLI Vertex 1050W 347-400V R90G5B5 MEDIUM WD | 3 | RRRYIH |  | Indoor (Non-stacked), Indoor (Stacked), Greenhouse | Top light | Sole-Source, Supplemental | AC | 25 | 10.24 | 5.12 |  | 5 | 37.2 in |  | 2024-07-08 |  | Horticultural Lighting Fixture | 347 | 400 | No | TRUE | 3.54 | 3758 | 0 | 3757.5 | 182 | 191 | 3387 | 24 | [18 empty] | 1062 | 1062 | 0 | 0.978 | 4 | [9 empty] | Digital Dim based on RS485 | Dim to Off | Wieland RST20 ,Dongle | [6 empty] | No |  |  |  |  | Digital Dim based on RS485 | [14 empty] | Wieland RST20 ,Dongle |  |  |  | TRUE | No | [20 empty] | 2024-07-08
Horticultural | H-X7TZRG | GrowRay Technologies, Inc. | GrowRay Technologies, Inc. | TR6 | TR6-LV-815-[AF,RE]-[15,DC]-[615,620,L715,L720,L2420,L820,HW]-[00,03,06]-[01,02]-[00,AC,DC] | 3 | FFFKRX |  | Indoor (Non-stacked), Indoor (Stacked), Greenhouse | Top light | Sole-Source, Supplemental | AC | 40 | 40.2 | 3 |  | 7 | 45.6 in |  | 2024-07-12 |  | Horticultural Lighting Fixture | 220 | 277 | No |  | 2.27 | 1868 |  |  | 184 | 571 | 1112 | 76 | [18 empty] | 830 |  |  | 0.983 | 9 | [10 empty] | No | [53 empty] | 2024-07-12
Horticultural | H-YNPBZN | Dutch Lighting Innovations | DLI VERTEX | DLI VERTEX | EPLI Vertex 1050W 347-400V R90G5B5-FR10 MEDIUM WD | 3 | RRRYII |  | Indoor (Non-stacked), Indoor (Stacked), Greenhouse | Top light | Sole-Source, Supplemental | AC | 25 | 10.24 | 5.12 |  | 5 | 37.2 in |  | 2024-07-08 |  | Horticultural Lighting Fixture | 347 | 400 | Yes | TRUE | 3.15 | 3364 | 0 | 3364 | 156 | 170 | 3040 | 365 | [18 empty] | 1068 | 1068 | 0 | 0.989 | 4.5 | [9 empty] | Digital Dim based on RS485 | Dim to Off | Wieland RST20,Dongle | [6 empty] | No |  |  |  |  | Digital Dim based on RS485 | [14 empty] | Wieland RST20,Dongle |  |  |  | TRUE | No | [20 empty] | 2024-07-08
Horticultural | H-Z457WT | Dutch Lighting Innovations | DLI | DLI ZENITH | DLI Zenith 900W 208-400V FS WIDE DC | 3 | RRRYIG | TRUE | Indoor (Non-stacked), Indoor (Stacked), Greenhouse | Top light | Sole-Source, Supplemental | AC | 25 | 8.27 | 5.12 |  | 5 | 36.0 in |  | 2024-07-08 |  | Horticultural Lighting Fixture | 208 | 400 | No | TRUE | 2.59 | 2356 | 0 | 2355.8 | 291 | 707 | 1370 | 36 | [8 empty] | 2.59 | 2356 | 291 | 707 | 1370 | 36 |  |  |  |  | 909.6 | 909.6 | 0 | 0.953 | 8.1 |  |  |  |  | 909.6 | 400 | 0.953 | 8.1 |  | Modbus | Dim to Off | Wieland RST20,Dongle | [6 empty] | No |  |  |  |  | Modbus | [14 empty] | Wieland RST20,Dongle |  |  |  | TRUE | No | [20 empty] | 2024-07-08
Horticultural | H-ZSKPF1 | Eco Growtech Inc | Eco Growtech | LED Grow Light | Eco proline 600 | 3 | UUUVUE | TRUE | Indoor (Non-stacked), Indoor (Stacked), Greenhouse | Top light, Intra-canopy | Sole-Source, Supplemental | AC | 40 | 42.8 | 1.6 |  | 5 | 43.2 in |  | 2024-06-28 |  | Horticultural Lighting Fixture | 120 | 277 | No | TRUE | 3.2 | 1906 | 0 | 1906 | 395 | 636 | 877 | 24 | [8 empty] | 3.2 | 1906 | 395 | 636 | 877 | 24 |  |  |  |  | 600 | 600 | 0 | 0.932 | 13.7 |  |  |  |  | 595.3 | 120 | 0.932 | 13.7 |  | 0-10V Other Protocol | Dim to Off, Manual Dimming | RJ-11, RJ-12 |  |  |  | TRUE |  |  | No | [12 empty] | TRUE | TRUE | [9 empty] | TRUE | No | TRUE | [19 empty] | 2024-07-26
Horticultural | H-03ZB43 | Signify North America Corporation – Horti LED | Philips | GreenPower LED Production Module | GPL PM 210 DRW_LB L150 3.1 | 3 | RRRYHM | TRUE | Indoor (Non-stacked), Indoor (Stacked), Greenhouse | Top light | Sole-Source, Supplemental | AC | 40 | 2.2 | 1.73 |  | 5 | 58.8 in |  | 2024-06-12 |  | Horticultural Lighting Fixture | 120 | 277 | Yes | TRUE | 2.81 | 237 | 0 | 237.1 | 23 | 44 | 170 | 2 | 239 | 2.87 | [6 empty] | 2.84 | 237 | 23 | 44 | 170 | 2 | 239 | 2.87 |  |  | 83.4 | 83.4 | 0 | 0.9 | 10 |  |  |  |  | 83.4 | 120 | 1 | 5.9 |  | Power Line Communcation, No | Dim to Off | Mains Cable + Wieland Connector, No | [6 empty] | No |  |  |  |  | Power Line Communcation | [6 empty] | No | [7 empty] | Mains Cable + Wieland Connector |  |  | No | TRUE | No | [20 empty] | 2024-06-12
Horticultural | H-0RGD3Y | MoreLite Inc | MoreLite | LED Grow Light | MLGL72040 | 3 | UUUVSU |  | Indoor (Non-stacked), Greenhouse | Top light, Intra-canopy | Sole-Source, Supplemental | AC | 40 | 42.99 | 1.33 |  | 5 | 48.0 in |  | 2024-06-06 |  | Horticultural Lighting Fixture | 100 | 277 | No | TRUE | 2.82 | 2009 | 0 | 2009 | 312 | 800 | 900 | 50 | [18 empty] | 720 | 720 | 0 | 0.966 | 8.2 | [9 empty] | 0-10V Other Protocol | Dim to Off | RJ-11 |  |  |  | TRUE |  |  | No | [12 empty] | TRUE | [10 empty] | TRUE | No | [20 empty] | 2024-06-18
Horticultural | H-1F3BTR | Eco Growtech Inc | Eco Growtech | LED Grow Light | Eco proline 720 | 3 | UUUVUE |  | Indoor (Non-stacked), Indoor (Stacked), Greenhouse | Top light, Intra-canopy | Sole-Source, Supplemental | AC | 40 | 42.8 | 1.6 |  | 5 | 43.2 in |  | 2024-06-28 |  | Horticultural Lighting Fixture | 120 | 277 | No | TRUE | 3.1 | 2205 | 0 | 2205 | 463 | 732 | 1012 | 28 | [18 empty] | 720 | 720 | 0 | 0.967 | 7.4 | [9 empty] | 0-10V Other Protocol | Dim to Off, Manual Dimming | RJ-11, RJ-12 |  |  |  | TRUE |  |  | No | [12 empty] | TRUE | TRUE | [9 empty] | TRUE | No | TRUE | [19 empty] | 2024-07-26
Horticultural | H-1HVL6K | Shenzhen Number Energy Saving Corporation | NANOLUX |  | LEDex-F135 | 3 | PPPUDM | TRUE | Indoor (Non-stacked), Indoor (Stacked), Greenhouse | Top light | Supplemental | AC | 35 | 2.64 | 2.64 |  | 5 | 45.6 in |  | 2024-06-18 |  | Horticultural Lighting Fixture | 120 | 277 | No | TRUE | 2.39 | 322 | 322.2 | 322.1 | 58 | 132 | 133 | 7 | [8 empty] | 2.39 | 322 | 58 | 132 | 133 | 7 |  |  |  |  | 135 | 135 | 13.5 | 0.969 | 5.9 |  |  |  |  | 134.7 | 120 | 0.969 | 5.9 |  | 0-10V IEC60929 Annex E | No | RJ-11 |  |  | TRUE |  |  |  | No | [12 empty] | TRUE | [11 empty] | No | [20 empty] | 2024-06-18
Horticultural | H-23VCF9 | Eco Growtech Inc | Eco Growtech | LED Grow Light | Eco proline 1000 | 3 | UUUVUE |  | Indoor (Non-stacked), Indoor (Stacked), Greenhouse | Top light, Intra-canopy | Sole-Source, Supplemental | AC | 40 | 42.8 | 1.6 |  | 5 | 43.2 in |  | 2024-06-28 |  | Horticultural Lighting Fixture | 120 | 277 | No | TRUE | 3.01 | 3155 | 0 | 3155 | 666 | 1128 | 1362 | 43 | [18 empty] | 1000 | 1000 | 0 | 0.975 | 5.2 | [9 empty] | 0-10V Other Protocol | Dim to Off, Manual Dimming | RJ-11, RJ-12 |  |  |  | TRUE |  |  | No | [12 empty] | TRUE | TRUE | [9 empty] | TRUE | No | TRUE | [19 empty] | 2024-07-26
Horticultural | H-283FC5 | GrowGeneration Corp | ion LED |  | ION135WLED | 3 | UUUVSZ | TRUE | Indoor (Non-stacked), Indoor (Stacked), Greenhouse | Top light | Supplemental | AC | 35 | 2.64 | 2.64 |  | 5 | 45.6 in |  | 2024-06-21 |  | Horticultural Lighting Fixture | 120 | 277 | No | TRUE | 2.47 | 332 | 33.2 | 331.6 | 60 | 135 | 137 | 7 | [8 empty] | 2.47 | 332 | 60 | 135 | 137 | 7 |  |  |  |  | 135 | 135 | 13.5 | 0.969 | 7.3 |  |  |  |  | 134 | 120 | 0.969 | 7.3 |  | 0-10V IEC60929 Annex E | No | RJ-11 |  |  | TRUE |  |  |  | No | [12 empty] | TRUE | [11 empty] | No | [20 empty] | 2024-06-21
Horticultural | H-3Z69BQ | Signify North America Corporation – Horti LED | Philips | GreenPower LED Production Module | GPL PM 210 DRBWFR L150 3.1 C4 | 3 | RRRYHM |  | Indoor (Non-stacked), Indoor (Stacked), Greenhouse | Top light | Sole-Source, Supplemental | AC | 40 | 2.2 | 1.73 |  | 5 | 58.8 in |  | 2024-06-12 |  | Horticultural Lighting Fixture | 120 | 277 | Yes | TRUE | 2.81 | 247 | 0 | 247.3 | 30 | 15 | 203 | 16 | 264 | 3 | [16 empty] | 88 | 88 | 0 | 0.9 | 10 | [9 empty] | Power Line Communcation, No | Dim to Off | Mains Cable + Wieland Connector, No | [6 empty] | No |  |  |  |  | Power Line Communcation | [6 empty] | No | [7 empty] | Mains Cable + Wieland Connector |  |  | No | TRUE | No | [20 empty] | 2024-06-12
Horticultural | H-40JHYL | Zhongshan Lumigentek Lighting Technology Co., Ltd. | HortiBloom | LED GROW LIGHT | Mega Optic 800 | 3 | UUUVTJ | TRUE | Indoor (Non-stacked), Indoor (Stacked), Greenhouse | Top light, Intra-canopy | Sole-Source, Supplemental | AC | 40 | 42.8 | 1.6 |  | 5 | 43.2 in |  | 2024-06-28 |  | Horticultural Lighting Fixture | 120 | 277 | No | TRUE | 3 | 2376 | 0 | 2376 | 498 | 850 | 1029 | 32 | [8 empty] | 3 | 2376 | 498 | 850 | 1029 | 32 |  |  |  |  | 800 | 800 | 0 | 0.975 | 6.2 |  |  |  |  | 791 | 120 | 0.975 | 6.2 |  | 0-10V Other Protocol | Dim to Off, Manual Dimming | RJ-11, RJ-12 |  |  |  | TRUE |  |  | No | [12 empty] | TRUE | TRUE | [9 empty] | TRUE | No | TRUE | [19 empty] | 2024-06-28
Horticultural | H-4DBBDD | Grow Light Design | Proximity | Cube 44 | C4-1 | 3 | PPPUDL | TRUE | Indoor (Non-stacked), Indoor (Stacked), Greenhouse | Intra-canopy, Side Light | Supplemental | DC | 25 | 1.11 | 1.11 |  | 5 | 45.6 in |  | 2024-06-14 |  | Horticultural Lighting Fixture | 49 | 53 | No | TRUE |  | 66 | 0 | 60 | 7 | 29 | 29 | 2 | 68 |  | 2.53 | 2.21 | 2.53 |  |  |  |  | 66 | 7 | 29 | 29 | 2 | 68 |  | 2.53 | 2.622 | 25.94 | 25.94 | 0.5 |  |  | 0.533 | 28.8 | AC-derated performance is 90% efficiency at 98.57% loading on a 239.6W power source at 120V | AC-derated performance is 90% efficiency at 98.57% loading on a 239.6W power source at 120V | 25.9 | 48.63 | 0.964 | 7.5 | 0.533 | 0-10V IEC60929 Annex E | Dim to Off | Flying Leads |  |  | TRUE |  |  |  | No | [17 empty] | TRUE | [5 empty] | TRUE | No | [20 empty] | 2024-06-14
Horticultural | H-4DVF6C | GrowRay Technologies, Inc. | GrowRay Technologies, Inc. | TR6 | TR6-HV-720-[AF,RE]-[15,DC]-[615,620,L715,L720,L2420,L820,HW]-[00,03,06]-[01,02]-[00,AC,DC] | 3 | FFFKRX |  | Indoor (Non-stacked), Indoor (Stacked), Greenhouse | Top light | Sole-Source, Supplemental | AC | 40 | 40.2 | 3 |  | 7 | 45.6 in |  | 2024-07-12 |  | Horticultural Lighting Fixture | 347 | 480 | No |  | 2.27 | 1629 |  |  | 159 | 497 | 972 | 67 | [18 empty] | 720 |  |  | 0.95 | 9 | [10 empty] | No | [53 empty] | 2024-07-12
Horticultural | H-642JP5 | MechaTronix | MechaTronix | Horticultural Lighting Series | COOLSTACK BOOST DUAL 5RBHW+FR HC III | 3 | IIIOUV | TRUE | Indoor (Non-stacked), Indoor (Stacked), Greenhouse | Top light, Intra-canopy | Sole-Source, Supplemental | AC | 30 | 6.69 | 6.32 |  | 10 | 39.6 in |  | 2024-06-28 |  | Horticultural Lighting Fixture | 277 | 480 | Yes | TRUE | 3 | 3160 | 0 | 3388 | 216 | 173 | 2773 | 229 | 3388 | 3.22 | [6 empty] | 3 | 3160 | 216 | 173 | 2773 | 229 | 3388 | 3.22 |  |  | 1052 | 1049 | 0 | 0.985 | 11 |  |  |  |  | 1052.2 | 277 | 0.985 | 10.7 |  | Bluetooth - Manufacturer Specific | Dim to Off | Wireless Radio | [6 empty] | No | [8 empty] | TRUE | [11 empty] | TRUE |  |  | TRUE | No | [20 empty] | 2024-06-28
Horticultural | H-68BK2Y | MechaTronix | MechaTronix | Horticultural Lighting Series | CoolStack MAX DYNAMIC 5RB+HW+FR NB | 3 | IIIOUU | TRUE | Indoor (Non-stacked), Indoor (Stacked), Greenhouse | Top light, Intra-canopy | Sole-Source, Supplemental | AC | 30 | 6.69 | 6.65 |  | 10 | 39.6 in |  | 2024-06-27 |  | Horticultural Lighting Fixture | 277 | 480 | Yes | TRUE | 3.59 | 4498 | 0 | 4498 | 204 | 1 | 4294 | 18 | 4514 | 3.61 | [6 empty] | 3.59 | 4498 | 204 | 1 | 4294 | 18 | 4514 | 3.61 |  |  | 1251 | 1251 | 0 | 0.981 | 10 |  |  |  |  | 1251.4 | 277 | 0.982 | 9.2 |  | Bluetooth - Manufacturer Specific | Dim to Off | Wireless Radio | [6 empty] | No | [8 empty] | TRUE | [11 empty] | TRUE |  |  | TRUE | No | [20 empty] | 2024-09-20
Horticultural | H-6HKL54 | Intravision Group AS | INTRAVISION |  | FB-8C[L,C][T,B,N,Y]M-SS[R,T,F] | 3 | UUUVSP |  | Indoor (Non-stacked), Indoor (Stacked), Greenhouse | Top light, Intra-canopy | Sole-Source, Supplemental | AC | 40 | 2.99 | 2.36 |  | 5 | 105.6 in |  | 2024-06-10 |  | Horticultural Lighting Fixture | 120 | 277 | No | TRUE | 2.31 | 245 | 0 | 244.8 | 24 | 73 | 148 | 1 | [18 empty] | 105.84 | 105.84 | 0 | 0.955 | 10.7 | [9 empty] | 0-10V Other Protocol | Dim to Off | Proprietary Cable Fitting |  |  |  | TRUE |  |  | No | [19 empty] | Proprietary Cable Fitting |  |  |  | TRUE | No | [20 empty] | 2024-06-10
Horticultural | H-6TPYFR | Hydrofarm LLC | PHOTOBIO | PHOTOBIO•TX 680W | PTB5680LS4X | 3 | UUUVSR |  | Indoor (Non-stacked) | Top light | Sole-Source, Supplemental | AC | 40 | 7.38 | 5.12 |  | 5 | 42.0 in |  | 2024-06-12 |  | Horticultural Lighting Fixture | 100 | 277 | No | TRUE | 2.56 | 1750 | 0 | 1750.3 | 296 | 743 | 711 | 39 | [18 empty] | 680 | 680 | 0 | 0.971 | 6.1 | [9 empty] | 0-10V IEC60929 Annex E | Dim to Off | PHOTOBIO PHOTO LOC 0-10V Control Cable |  |  | TRUE |  |  |  | No | [19 empty] | PHOTOBIO PHOTO LOC 0-10V Control Cable |  |  |  | TRUE | No | [20 empty] | 2024-06-12
Horticultural | H-6TWDWH | Starsteck Ltd | StarLake |  | GL03-320W-H-ID-10D | 3 | UUUVQY | TRUE | Indoor (Non-stacked), Greenhouse | Top light, Intra-canopy | Sole-Source, Supplemental | AC | 40 | 23.62 | 1.33 |  | 5 | 48.0 in |  | 2024-06-06 |  | Horticultural Lighting Fixture | 100 | 277 | No | TRUE | 2.82 | 891 | 0 | 890.8 | 143 | 365 | 384 | 23 | [8 empty] | 2.82 | 891 | 143 | 365 | 384 | 23 |  |  |  |  | 320 | 320 | 0 | 0.952 | 9.9 |  |  |  |  | 316.2 | 120 | 0.952 | 9.9 |  | 0-10V Other Protocol | Dim to Off | RJ-11 |  |  |  | TRUE |  |  | No | [12 empty] | TRUE | [10 empty] | TRUE | No | [20 empty] | 2024-06-06
Horticultural | H-7HLZ61 | ORION SMART TECH CO., LTD | ORION | Horticultural Luminaire | Z led lighting pro 860 | 3 | RRRYHH | TRUE | Indoor (Non-stacked) | Top light, Intra-canopy | Sole-Source, Supplemental | AC | 40 | 46.26 | 3.07 |  | 5 | 68.4 in |  | 2024-05-28 |  | Horticultural Lighting Fixture | 200 | 277 | No | TRUE | 2.64 | 2286 | 0 | 2285.6 | 528 | 939 | 837 | 51 | [8 empty] | 2.64 | 2286 | 528 | 939 | 837 | 51 |  |  |  |  | 867.2 | 867.2 | 0 | 0.97 | 9.7 |  |  |  |  | 867.2 | 200 | 0.972 | 9.7 |  | 0-10V IEC60929 Annex E | Dim to Off, Manual Dimming | RJ-11 |  |  | TRUE |  |  |  | No | [12 empty] | TRUE | [10 empty] | TRUE | No | TRUE | [19 empty] | 2024-05-28
Horticultural | H-7PNHGG | Hawthorne Gardening Company | Gavita | Pro RS 2400e LED | HGC906409 | 3 | FFFKRN | TRUE | Indoor (Non-stacked), Greenhouse | Top light, Horizontal | Sole-Source, Supplemental | AC | 40 | 43.25 | 3.3 |  | 5 | 44.4 in |  | 2024-06-13 |  | Horticultural Lighting Fixture | 208 | 480 | No | TRUE | 3.23 | 2520 | 0 | 2520.1 | 531 | 891 | 1115 | 31 | [8 empty] | 3.23 | 2520 | 531 | 890 | 1115 | 31 |  |  |  |  | 780 | 780 | 0 | 0.947 | 9 |  |  |  |  | 779.9 | 208 | 0.947 | 9.4 |  | 0-10V Other Protocol, 0-10V EIA-485 (embedded controller) | Dim to Off | RJ-45 |  |  |  | TRUE |  |  | No |  |  |  |  | 0-10V EIA-485 (embedded controller) | [10 empty] | TRUE | [7 empty] | TRUE | No | [20 empty] | 2024-06-13
Horticultural | H-7V0TCG | Shenzhen Enlite Energy Technology Co., Ltd | Enlite | Top Light 660W | 001-TL660305312-00 | 3 | RRRYHL | TRUE | Indoor (Non-stacked) | Top light | Sole-Source, Supplemental | AC | 40 | 3.2 | 5.4 |  | 5 | 48.0 in |  | 2024-06-11 |  | Horticultural Lighting Fixture | 110 | 277 | No | TRUE | 2.42 | 1652 | 1652 | 1652 | 236 | 640 | 778 | 128 | [8 empty] | 2.42 | 1652 | 236 | 640 | 778 | 128 |  |  |  |  | 660 | 660 | 660 | 0.972 | 5.9 |  |  |  |  | 683.5 | 120 | 0.972 | 5.9 |  | 0-10V Other Protocol | No | RJ-11 |  |  |  | TRUE |  |  | No | [12 empty] | TRUE | [11 empty] | No | [20 empty] | 2024-06-11
Horticultural | H-94CRZ4 | P.L. Light Systems Canada Inc. | PARFX |  | PARFX BALENSBEAM R95:B5 (230W, 208-400V,DIGITAL) | 3 | UUUVTC | TRUE | Indoor (Non-stacked), Indoor (Stacked), Greenhouse | Top light | Sole-Source, Supplemental | AC | 35 | 2.36 | 4.45 |  | 5 | 48.0 in |  | 2024-06-24 |  | Horticultural Lighting Fixture | 208 | 400 | No |  | 3.56 | 817 |  |  | 38 | 1 | 778 | 5 | [8 empty] | 3.56 | 817 | 38 | 1 | 778 | 5 |  |  |  |  | 229.8 |  |  | 0.923 | 18.2 |  |  |  |  | 229.8 | 208 | 0.923 | 15 |  |  | No | [53 empty] | 2024-06-24
Horticultural | H-9VY9DG | Eco Growtech Inc | Eco Growtech | LED Grow Light | Eco proline 800 | 3 | UUUVUE | TRUE | Indoor (Non-stacked), Indoor (Stacked), Greenhouse | Top light, Intra-canopy | Sole-Source, Supplemental | AC | 40 | 42.8 | 1.6 |  | 5 | 43.2 in |  | 2024-06-28 |  | Horticultural Lighting Fixture | 120 | 277 | No | TRUE | 3 | 2376 | 0 | 2376 | 498 | 850 | 1029 | 32 | [8 empty] | 3 | 2376 | 498 | 850 | 1029 | 32 |  |  |  |  | 800 | 800 | 0 | 0.975 | 6.2 |  |  |  |  | 791 | 120 | 0.975 | 6.2 |  | 0-10V Other Protocol | Dim to Off, Manual Dimming | RJ-11, RJ-12 |  |  |  | TRUE |  |  | No | [12 empty] | TRUE | TRUE | [9 empty] | TRUE | No | TRUE | [19 empty] | 2024-07-26
Horticultural | H-C0CRYP | Grow Light Design | Proximity | Cube 46 | C6-1 | 3 | PPPUDL |  | Indoor (Non-stacked), Indoor (Stacked), Greenhouse | Intra-canopy, Side Light | Supplemental | DC | 25 | 1.11 | 1.11 |  | 5 | 69.6 in |  | 2024-06-14 |  | Horticultural Lighting Fixture | 49 | 53 | No | TRUE |  | 78 | 0 | 78 | 10 | 34 | 34 | 3 | 81 |  | 2.53 | 2.21 | 2.53 | [13 empty] | 41.51 | 41.51 | 0.5 |  |  | 0.854 | 46.1 | [7 empty] | 0-10V IEC60929 Annex E | Dim to Off | Flying Leads |  |  | TRUE |  |  |  | No | [17 empty] | TRUE | [5 empty] | TRUE | No | [20 empty] | 2024-06-14
Horticultural | H-FDZ2FM | Grower’s Choice | Grower's Choice |  | ROI-FV | 3 | FFFKRS | TRUE | Indoor (Non-stacked), Greenhouse | Top light | Sole-Source, Supplemental | AC | 40 | 44 | 4.2 |  | 5 | 45.6 in |  | 2024-06-25 |  | Horticultural Lighting Fixture | 120 | 277 | No | TRUE | 2.7 | 949 | 0 | 948.5 | 231 | 444 | 274 | 19 | [8 empty] | 2.7 | 949 | 231 | 444 | 274 | 19 |  |  |  |  | 350 | 350 | 0 | 0.967 | 8.8 |  |  |  |  | 350.7 | 120 | 0.967 | 8.8 |  | 0-10V ANSI C137.1 (8V), 0-10V ANSI C137.1 (9V) | Dim to Off, Manual Dimming | RJ-14 | TRUE | TRUE |  |  |  |  | No | [14 empty] | TRUE | [8 empty] | TRUE | No | TRUE | [19 empty] | 2024-06-25
Horticultural | H-FNBKYL | Hawthorne Gardening Company | Gavita | CT 2000e LED | HGC906415 | 3 | PPPUDK | TRUE | Indoor (Non-stacked), Greenhouse | Top light | Sole-Source, Supplemental | AC | 40 | 12.1 | 5.1 |  | 5 | 25.2 in |  | 2024-05-31 |  | Horticultural Lighting Fixture | 208 | 480 | No | TRUE | 3.01 | 1992 | 0 | 1991.8 | 415 | 670 | 918 | 37 | [8 empty] | 3.01 | 1992 | 415 | 670 | 918 | 37 |  |  |  |  | 662 | 661.6 | 2.6 | 0.913 | 15 |  |  |  |  | 661.6 | 480 | 0.913 | 14.6 |  | 0-10V Other Protocol, 0-10V EIA-485 | Dim to Off | RJ-45 |  |  |  | TRUE |  |  | No |  |  |  |  | 0-10V EIA-485 | [10 empty] | TRUE | [7 empty] | TRUE | No | [18 empty] | Horizontal |  | 2024-05-31
Horticultural | H-FZC28P | MoreLite Inc | MoreLite | LED Grow Light | MLGL32040 | 3 | UUUVSU | TRUE | Indoor (Non-stacked), Greenhouse | Top light, Intra-canopy | Sole-Source, Supplemental | AC | 40 | 23.62 | 1.33 |  | 5 | 48.0 in |  | 2024-06-06 |  | Horticultural Lighting Fixture | 100 | 277 | No | TRUE | 2.82 | 891 | 0 | 890.8 | 143 | 365 | 384 | 23 | [8 empty] | 2.82 | 891 | 143 | 365 | 384 | 23 |  |  |  |  | 320 | 320 | 0 | 0.952 | 9.9 |  |  |  |  | 316.2 | 120 | 0.952 | 9.9 |  | 0-10V Other Protocol | Dim to Off | RJ-11 |  |  |  | TRUE |  |  | No | [12 empty] | TRUE | [10 empty] | TRUE | No | [20 empty] | 2024-06-18
Horticultural | H-GBLYD7 | Hydrofarm LLC | PHOTOBIO | PHOTOBIO•T 330W | PTB3330LS4X | 3 | UUUVSR | TRUE | Indoor (Non-stacked) | Top light | Sole-Source, Supplemental | AC | 40 | 7.38 | 5.12 |  | 5 | 24.0 in |  | 2024-06-12 |  | Horticultural Lighting Fixture | 100 | 277 | No | TRUE | 2.55 | 855 | 0 | 855.2 | 141 | 365 | 349 | 20 | [8 empty] | 2.55 | 855 | 141 | 365 | 349 | 19 |  |  |  |  | 330 | 330 | 0 | 0.97 | 5.7 |  |  |  |  | 334.89 | 120 | 0.998 | 3.6 |  | 0-10V IEC60929 Annex E | Dim to Off | PHOTOBIO PHOTO LOC 0-10V Control Cable |  |  | TRUE |  |  |  | No | [19 empty] | PHOTOBIO PHOTO LOC 0-10V Control Cable |  |  |  | TRUE | No | [20 empty] | 2024-06-12
Horticultural | H-GD26ZC | P.L. Light Systems Canada Inc. | PARFX |  | PARFX BALENSBEAM R90:W5:B5 (230W,208-400V, DIGITAL) | 3 | UUUVTB | TRUE | Indoor (Non-stacked), Indoor (Stacked), Greenhouse | Top light | Sole-Source, Supplemental | AC | 35 | 2.36 | 4.45 |  | 5 | 48.0 in |  | 2024-06-24 |  | Horticultural Lighting Fixture | 208 | 400 | No | TRUE | 3.43 | 776 | 0 | 775.7 | 32 | 31 | 714 | 5 | [8 empty] | 3.43 | 776 | 32 | 30 | 714 | 5 |  |  |  |  | 226.3 | 226.3 | 0 | 0.924 | 16.5 |  |  |  |  | 226.3 | 208 | 0.924 | 15.3 |  | Digital dimming is based on RS485 standard | Dim to Off | LLT-M25 jumper | [6 empty] | No |  |  |  |  | Digital dimming is based on RS485 standard | [14 empty] | LLT-M25 jumper |  |  |  | TRUE | No | [20 empty] | 2024-06-24
Horticultural | H-GGP60C | Signify North America Corporation – Horti LED | Philips | GreenPower LED Production Module | GPL PM 210 DRBWFR_R L150 3.1 C4 | 3 | RRRYHM |  | Indoor (Non-stacked), Indoor (Stacked), Greenhouse | Top light | Sole-Source, Supplemental | AC | 40 | 2.2 | 1.73 |  | 5 | 58.8 in |  | 2024-06-12 |  | Horticultural Lighting Fixture | 120 | 277 | Yes | TRUE | 2.91 | 256 | 0 | 255.6 | 30 | 16 | 209 | 16 | 272 | 3.09 | [16 empty] | 88 | 88 | 0 | 0.9 | 10 | [9 empty] | Power Line Communcation, No | Dim to Off | Mains Cable + Wieland Connector, No | [6 empty] | No |  |  |  |  | Power Line Communcation | [6 empty] | No | [7 empty] | Mains Cable + Wieland Connector |  |  | No | TRUE | No | [20 empty] | 2024-06-12
Horticultural | H-GGXR8P | Dutch Lighting Innovations | DLI | DLI ZENITH | DLI Zenith 780W 347-400V R90G5B5 DEEP WD | 3 | UUUVTF | TRUE | Indoor (Non-stacked), Indoor (Stacked), Greenhouse | Top light | Sole-Source, Supplemental | AC | 25 | 8.27 | 5.12 |  | 5 | 33.6 in |  | 2024-06-25 |  | Horticultural Lighting Fixture | 347 | 400 | No | TRUE | 3.43 | 2737 | 0 | 2736.8 | 132 | 135 | 2472 | 12 | [8 empty] | 3.43 | 2737 | 132 | 135 | 2472 | 12 |  |  |  |  | 796.8 | 796.8 | 0 | 0.987 | 10.7 |  |  |  |  | 796.8 | 347 | 0.992 | 8.2 |  | DALI | Dim to Off | Wieland RST20,Dongle | [6 empty] | Yes | [19 empty] | Wieland RST20,Dongle |  |  |  | TRUE | No | [20 empty] | 2024-06-25
Horticultural | H-GHDL00 | FloraFlex Corp. | FloraFlex | Full Spectrum High PPE 700W LED grow light | FLL-7801 | 3 | PPPUDO | TRUE | Indoor (Stacked), Greenhouse | Top light, Intra-canopy | Sole-Source, Supplemental | AC | 35 | 40 | 0.02 |  | 5 | 39.6 in |  | 2024-06-27 |  | Horticultural Lighting Fixture | 120 | 277 | No | TRUE | 2.7 | 1974 | 197.4 | 1974 | 361 | 800 | 814 | 50 | [8 empty] | 2.7 | 1974 | 361 | 800 | 814 | 50 |  |  |  |  | 700 | 700 | 70 | 0.972 | 5.5 |  |  |  |  | 731 | 240 | 0.972 | 5.5 |  | 0-10V IEC60929 Annex E | Manual Dimming | RJ-45 |  |  | TRUE |  |  |  | No | [15 empty] | TRUE | [8 empty] | No | TRUE | [19 empty] | 2024-06-27
Horticultural | H-K73QFD | MechaTronix | MechaTronix | Horticultural Lighting Series | CoolStack MAX DYNAMIC 5RB+HW+FR HCP | 3 | IIIOUU | TRUE | Indoor (Non-stacked), Indoor (Stacked), Greenhouse | Top light, Intra-canopy | Sole-Source, Supplemental | AC | 30 | 6.69 | 7.68 |  | 10 | 39.6 in |  | 2024-06-27 |  | Horticultural Lighting Fixture | 277 | 480 | Yes | TRUE | 3.18 | 3953 | 0 | 3953 | 179 | 1 | 3773 | 24 | 3975 | 3.19 | [6 empty] | 3.19 | 3953 | 179 | 1 | 3773 | 24 | 3975 | 3.19 |  |  | 1244 | 1244 | 0 | 0.981 | 10 |  |  |  |  | 1244.3 | 277 | 0.982 | 9.2 |  | Bluetooth - Manufacturer Specific | Dim to Off | Wireless Radio | [6 empty] | No | [8 empty] | TRUE | [11 empty] | TRUE |  |  | TRUE | No | [20 empty] | 2024-09-20
Horticultural | H-L91PWR | Signify North America Corporation – Horti LED | Philips | GreenPower LED Production Module | GPL PM 168 DRW_LB L120 3.1 | 3 | RRRYHM | TRUE | Indoor (Non-stacked), Indoor (Stacked), Greenhouse | Top light | Sole-Source, Supplemental | AC | 40 | 2.2 | 1.73 |  | 5 | 46.8 in |  | 2024-06-12 |  | Horticultural Lighting Fixture | 120 | 277 | Yes | TRUE | 2.82 | 185 | 0 | 185.3 | 18 | 34 | 133 | 2 | 187 | 2.82 | [6 empty] | 2.79 | 185 | 18 | 34 | 133 | 2 | 187 | 2.82 |  |  | 66.3 | 66.3 | 0 | 0.9 | 10 |  |  |  |  | 66.3 | 120 | 1 | 5.9 |  | Power Line Communcation, No | Dim to Off | Mains Cable + Wieland Connector, No | [6 empty] | No |  |  |  |  | Power Line Communcation | [6 empty] | No | [7 empty] | Mains Cable + Wieland Connector |  |  | No | TRUE | No | [20 empty] | 2024-06-12
Horticultural | H-LMVY6C | Shenzhen Enlite Energy Technology Co., Ltd | Enlite | Horti-Tube 22W | 001-HT022305000-00 | 3 | RRRYHK | TRUE | Indoor (Stacked) | Intra-canopy | Sole-Source, Supplemental | AC | 40 | 1.1 | 1.1 |  | 5 | 46.8 in |  | 2024-06-06 |  | Horticultural Lighting Fixture | 100 | 277 | No |  | 2.41 | 53 | 53 | 53 | 8 | 21 | 25 | 4 | [8 empty] | 2.41 | 53 | 8 | 20 | 25 | 4 |  |  |  |  | 22 | 22 | 22 | 0.927 | 16 |  |  |  |  | 22 | 120 | 0.927 | 16 |  |  | No | [7 empty] | No | [24 empty] | No | [20 empty] | 2024-06-06
Horticultural | H-LW3XB5 | Grower’s Choice | Grower's Choice |  | ROI-FF | 3 | FFFKRT | TRUE | Indoor (Non-stacked), Greenhouse | Top light | Sole-Source, Supplemental | AC | 40 | 44 | 4.2 |  | 5 | 45.6 in |  | 2024-06-25 |  | Horticultural Lighting Fixture | 120 | 277 | No | TRUE | 3.07 | 1996 | 0 | 1996 | 359 | 644 | 995 | 30 | [8 empty] | 3.07 | 1996 | 359 | 644 | 995 | 30 |  |  |  |  | 650 | 650 | 0 | 0.966 | 11.2 |  |  |  |  | 650.8 | 120 | 0.966 | 11.2 |  | 0-10V ANSI C137.1 (8V), 0-10V ANSI C137.1 (9V) | Dim to Off, Manual Dimming | RJ-14 | TRUE | TRUE |  |  |  |  | No | [14 empty] | TRUE | [8 empty] | TRUE | No | TRUE | [19 empty] | 2024-06-25
Horticultural | H-M08JLQ | MechaTronix | MechaTronix | Horticultural Lighting Series | CoolStack MAX DYNAMIC 5RB+HW+FR HC | 3 | IIIOUU | TRUE | Indoor (Non-stacked), Indoor (Stacked), Greenhouse | Top light, Intra-canopy | Sole-Source, Supplemental | AC | 30 | 6.69 | 7.87 |  | 10 | 39.6 in |  | 2024-06-27 |  | Horticultural Lighting Fixture | 277 | 480 | Yes | TRUE | 3.47 | 4329 | 0 | 4329 | 197 | 1 | 4132 | 19 | 4346 | 3.48 | [6 empty] | 3.47 | 4329 | 197 | 1 | 4132 | 19 | 4346 | 3.48 |  |  | 1249 | 1249 | 0 | 0.981 | 10 |  |  |  |  | 1249.2 | 277 | 0.982 | 9.2 |  | Bluetooth - Manufacturer Specific | Dim to Off | Wireless Radio | [6 empty] | No | [8 empty] | TRUE | [11 empty] | TRUE |  |  | TRUE | No | [20 empty] | 2024-09-20
Horticultural | H-M2XDNB | Dutch Lighting Innovations | DLI | DLI ZENITH | DLI Zenith 870W 347-400V R90G5B5 DEEP WD | 3 | UUUVTF |  | Indoor (Non-stacked), Indoor (Stacked), Greenhouse | Top light | Sole-Source, Supplemental | AC | 25 | 8.27 | 5.12 |  | 5 | 36.0 in |  | 2024-06-25 |  | Horticultural Lighting Fixture | 347 | 400 | No | TRUE | 3.45 | 3049 | 0 | 3048.5 | 139 | 160 | 2752 | 15 | [18 empty] | 882.9 | 882.9 | 0 | 0.988 | 10.1 | [9 empty] | DALI | Dim to Off | Wieland RST20,Dongle | [6 empty] | Yes | [19 empty] | Wieland RST20,Dongle |  |  |  | TRUE | No | [20 empty] | 2024-06-25
Horticultural | H-MJHJS8 | Zhongshan Lumigentek Lighting Technology Co., Ltd. | HortiBloom | LED GROW LIGHT | Mega Optic 1000 | 3 | UUUVTJ |  | Indoor (Non-stacked), Indoor (Stacked), Greenhouse | Top light, Intra-canopy | Sole-Source, Supplemental | AC | 40 | 42.8 | 1.6 |  | 5 | 43.2 in |  | 2024-06-28 |  | Horticultural Lighting Fixture | 120 | 277 | No | TRUE | 3.01 | 3155 | 0 | 3155 | 666 | 1128 | 1362 | 43 | [18 empty] | 1000 | 1000 | 0 | 0.975 | 5.2 | [9 empty] | 0-10V Other Protocol | Dim to Off, Manual Dimming | RJ-11, RJ-12 |  |  |  | TRUE |  |  | No | [12 empty] | TRUE | TRUE | [9 empty] | TRUE | No | TRUE | [19 empty] | 2024-06-28
Horticultural | H-N2QNVQ | P.L. Light Systems Canada Inc. | PARFX |  | PARFX BALENSBEAM R95:B5 (230W, 208-400V, PLC) | 3 | UUUVTC |  | Indoor (Non-stacked), Indoor (Stacked), Greenhouse | Top light | Sole-Source, Supplemental | AC | 35 | 2.36 | 4.45 |  | 5 | 49.2 in |  | 2024-06-24 |  | Horticultural Lighting Fixture | 208 | 400 | No |  | 3.69 | 862 | 0 | 861.9 | 40 | 0 | 822 | 3 | [18 empty] | 233.5 | 233.5 | 0 | 0.961 | 18.1 | [9 empty] | Power Line Communication (PLC) | Dim to Off | wieland jumper | [6 empty] | No |  |  |  |  | Power Line Communication (PLC) | [14 empty] | wieland jumper |  |  |  | TRUE | No | [20 empty] | 2024-06-24
Horticultural | H-NBCBL1 | Signify North America Corporation – Horti LED | Philips | GreenPower LED Production Module | GPL PM 210 DRBWFR L240 3.1 C4 | 3 | RRRYHM |  | Indoor (Non-stacked), Indoor (Stacked), Greenhouse | Top light | Sole-Source, Supplemental | AC | 40 | 2.2 | 1.73 |  | 5 | 94.8 in |  | 2024-06-12 |  | Horticultural Lighting Fixture | 120 | 277 | Yes | TRUE | 2.81 | 247 | 0 | 247.3 | 30 | 15 | 203 | 16 | 264 | 3 | [16 empty] | 88 | 88 | 0 | 0.9 | 10 | [9 empty] | Power Line Communcation, No | Dim to Off | Mains Cable + Wieland Connector, No | [6 empty] | No |  |  |  |  | Power Line Communcation | [6 empty] | No | [7 empty] | Mains Cable + Wieland Connector |  |  | No | TRUE | No | [20 empty] | 2024-06-12
Horticultural | H-NLTW8Q | P.L. Light Systems Canada Inc. | PARFX |  | PARFX BALENSBEAM R90:W5:B5 (230W,208-400V, PLC) | 3 | UUUVTB |  | Indoor (Non-stacked), Indoor (Stacked), Greenhouse | Top light | Sole-Source, Supplemental | AC | 35 | 2.36 | 4.45 |  | 5 | 49.2 in |  | 2024-06-24 |  | Horticultural Lighting Fixture | 208 | 400 | No | TRUE | 3.56 | 822 | 0 | 822 | 33 | 32 | 757 | 5 | [18 empty] | 231.1 | 231.1 | 0 | 0.96 | 17.5 | [9 empty] | Power Line Communication (PLC) | Dim to Off | wieland jumper | [6 empty] | No |  |  |  |  | Power Line Communication (PLC) | [14 empty] | wieland jumper |  |  |  | TRUE | No | [20 empty] | 2024-06-24
Horticultural | H-NMT36N | Zhongshan Lumigentek Lighting Technology Co., Ltd. | HortiBloom | LED GROW LIGHT | Mega Optic 600 | 3 | UUUVTJ | TRUE | Indoor (Non-stacked), Indoor (Stacked), Greenhouse | Top light, Intra-canopy | Sole-Source, Supplemental | AC | 40 | 42.8 | 1.6 |  | 5 | 43.2 in |  | 2024-06-28 |  | Horticultural Lighting Fixture | 120 | 277 | No | TRUE | 3.2 | 1906 | 0 | 1906 | 395 | 636 | 877 | 24 | [8 empty] | 3.2 | 1906 | 395 | 636 | 877 | 24 |  |  |  |  | 600 | 600 | 0 | 0.932 | 13.7 |  |  |  |  | 595.3 | 120 | 0.932 | 13.7 |  | 0-10V Other Protocol | Dim to Off, Manual Dimming | RJ-11, RJ-12 |  |  |  | TRUE |  |  | No | [12 empty] | TRUE | TRUE | [9 empty] | TRUE | No | TRUE | [19 empty] | 2024-06-28
Horticultural | H-RBY8VF | Intravision Group AS | INTRAVISION |  | FB-4C[L,C][T,B,N,Y]M-SS[R,T,F] | 3 | UUUVSP | TRUE | Indoor (Non-stacked), Indoor (Stacked), Greenhouse | Top light, Intra-canopy | Sole-Source, Supplemental | AC | 40 | 2.99 | 2.36 |  | 5 | 60.0 in |  | 2024-06-10 |  | Horticultural Lighting Fixture | 120 | 277 | No | TRUE | 2.28 | 115 | 0 | 115 | 11 | 34 | 70 | 0 | [8 empty] | 2.28 | 115 | 11 | 34 | 69 | 0 |  |  |  |  | 50.46 | 50.46 | 0 | 0.915 | 5.5 |  |  |  |  | 50.46 | 120 | 0.915 | 5.5 |  | 0-10V Other Protocol | Dim to Off | Proprietary Cable Fitting |  |  |  | TRUE |  |  | No | [19 empty] | Proprietary Cable Fitting |  |  |  | TRUE | No | [20 empty] | 2024-06-10
Horticultural | H-RVB6NQ | Dutch Lighting Innovations | DLI | DLI ZENITH | DLI Zenith 1050W 347-400V R90G5B5 DEEP WD | 3 | UUUVTF |  | Indoor (Non-stacked), Indoor (Stacked), Greenhouse | Top light | Sole-Source, Supplemental | AC | 25 | 8.27 | 5.12 |  | 5 | 36.0 in |  | 2024-06-25 |  | Horticultural Lighting Fixture | 347 | 400 | No | TRUE | 3.5 | 3746 | 0 | 3745.7 | 176 | 191 | 3381 | 23 | [18 empty] | 1069 | 1069 | 0 | 0.99 | 5.3 | [9 empty] | DALI | Dim to Off | Wieland RST20,Dongle | [6 empty] | Yes | [19 empty] | Wieland RST20,Dongle |  |  |  | TRUE | No | [20 empty] | 2024-06-25
Horticultural | H-S3WY1P | Zhongshan Lumigentek Lighting Technology Co., Ltd. | HortiBloom | LED GROW LIGHT | Mega Optic 720 | 3 | UUUVTJ |  | Indoor (Non-stacked), Indoor (Stacked), Greenhouse | Top light, Intra-canopy | Sole-Source, Supplemental | AC | 40 | 42.8 | 1.6 |  | 5 | 43.2 in |  | 2024-06-28 |  | Horticultural Lighting Fixture | 120 | 277 | No | TRUE | 3.1 | 2205 | 0 | 2205 | 463 | 732 | 1012 | 28 | [18 empty] | 720 | 720 | 0 | 0.967 | 7.4 | [9 empty] | 0-10V Other Protocol | Dim to Off, Manual Dimming | RJ-11, RJ-12 |  |  |  | TRUE |  |  | No | [12 empty] | TRUE | TRUE | [9 empty] | TRUE | No | TRUE | [19 empty] | 2024-06-28
Horticultural | H-SZL104 | Nedlights b.v. | NEDLIGHTS | LED Lighting | LFGT850LWRFI01 | 3 | FFFKRP | TRUE | Indoor (Non-stacked), Greenhouse | Top light | Sole-Source, Supplemental | AC | 40 | 12.4 | 4.21 |  | 5 | 30.0 in |  | 2024-06-24 |  | Horticultural Lighting Fixture | 208 | 400 | Yes | TRUE | 2.65 | 2306 | 0 | 2306.2 | 276 | 626 | 1405 | 245 | [8 empty] | 2.65 | 2306 | 276 | 626 | 1405 | 245 |  |  |  |  | 870.1 | 870.1 | 0 | 0.981 | 5.7 |  |  |  |  | 870.1 | 208 | 0.981 | 5.7 |  | LoRa | Dim to Off | LoRa | [6 empty] | No | [11 empty] | LoRa | [10 empty] | LoRa | TRUE | No | [20 empty] | 2024-06-24
Horticultural | H-TWBVBP | Hydrofarm LLC | PHOTOBIO | PHOTOBIO•MX | PTB7680LS4 | 3 | UUUVSQ | TRUE | Indoor (Non-stacked) | Top light | Sole-Source, Supplemental | AC | 45 | 43.31 | 2.2 |  | 5 | 44.4 in |  | 2024-06-10 |  | Horticultural Lighting Fixture | 100 | 277 | No | TRUE | 2.56 | 1721 | 0 | 1721 | 285 | 704 | 734 | 46 | [8 empty] | 2.56 | 1721 | 285 | 704 | 734 | 46 |  |  |  |  | 680 | 680 | 0 | 0.979 | 7.3 |  |  |  |  | 671.5 | 120.12 | 0.979 | 7.3 |  | 0-10V IEC60929 Annex E | Dim to Off | PHOTOBIO PHOTO LOC 0-10V Control Cable |  |  | TRUE |  |  |  | No | [19 empty] | PHOTOBIO PHOTO LOC 0-10V Control Cable |  |  |  | TRUE | No | [20 empty] | 2024-06-10
Horticultural | H-V55HSM | Starsteck Ltd | StarLake |  | GL03-720W-H-ID-10D | 3 | UUUVQY |  | Indoor (Non-stacked), Greenhouse | Top light, Intra-canopy | Sole-Source, Supplemental | AC | 40 | 42.99 | 1.33 |  | 5 | 48.0 in |  | 2024-06-06 |  | Horticultural Lighting Fixture | 100 | 277 | No | TRUE | 2.82 | 2009 | 0 | 2009 | 312 | 800 | 900 | 50 | [18 empty] | 720 | 720 | 0 | 0.966 | 8.2 | [9 empty] | 0-10V Other Protocol | Dim to Off | RJ-11 |  |  |  | TRUE |  |  | No | [12 empty] | TRUE | [10 empty] | TRUE | No | [20 empty] | 2024-06-06
Horticultural | H-VVW6HD | Lighting Solutions Group LLC., dba SpecGradeLED | SPECGRADELED | LINEA | LINEA-600-A1-V01 | 3 | UUUVSN | TRUE | Indoor (Non-stacked), Greenhouse | Top light | Sole-Source, Supplemental | AC | 30 | 5.1 | 5.6 |  | 5 | 48.0 in |  | 2024-05-30 |  | Horticultural Lighting Fixture | 120 | 277 | No | TRUE | 2.55 | 1636 | 0 | 1635.5 | 239 | 651 | 744 | 47 | 1687 | 2.63 | [6 empty] | 2.55 | 1635 | 239 | 651 | 744 | 47 | 1687 | 2.63 |  |  | 641.6 | 641.6 | 0 | 0.96 | 7.7 |  |  |  |  | 641.6 | 120 | 0.998 | 6.7 |  | 0-10V IEC60929 Annex E | Dim to Off | RJ-11, RJ-14, Flying Leads |  |  | TRUE |  |  |  | No | [12 empty] | TRUE |  | TRUE |  |  | TRUE | [5 empty] | TRUE | No | [18 empty] | Horizontal |  | 2024-05-30
Horticultural | H-WXLHJV | Grow Light Design | Proximity | Cube 45 | C5-1 | 3 | PPPUDL |  | Indoor (Non-stacked), Indoor (Stacked), Greenhouse | Intra-canopy, Side Light | Supplemental | DC | 25 | 1.11 | 1.11 |  | 5 | 56.4 in |  | 2024-06-14 |  | Horticultural Lighting Fixture | 49 | 53 | No | TRUE |  | 69 | 0 | 69 | 8 | 30 | 30 | 2 | 72 |  | 2.53 | 2.21 | 2.53 | [13 empty] | 33.75 | 33.75 | 0.5 |  |  | 0.694 | 37.5 | [7 empty] | 0-10V IEC60929 Annex E | Dim to Off | Flying Leads |  |  | TRUE |  |  |  | No | [17 empty] | TRUE | [5 empty] | TRUE | No | [20 empty] | 2024-06-14
Horticultural | H-YMW5GS | Signify North America Corporation – Horti LED | Philips | GreenPower LED Production Module | GPL PM 168 DRBWFR L120 3.1 C4 | 3 | RRRYHM | TRUE | Indoor (Non-stacked), Indoor (Stacked), Greenhouse | Top light | Sole-Source, Supplemental | AC | 40 | 2.2 | 1.73 |  | 5 | 46.8 in |  | 2024-06-12 |  | Horticultural Lighting Fixture | 120 | 277 | Yes | TRUE | 2.81 | 197 | 0 | 196.7 | 24 | 12 | 161 | 13 | 210 | 2.99 | [6 empty] | 2.81 | 197 | 24 | 12 | 161 | 13 | 210 | 2.99 |  |  | 70 | 70 | 0 | 0.9 | 10 |  |  |  |  | 70 | 120 | 1 | 5.8 |  | Power Line Communcation, No | Dim to Off | Mains Cable + Wieland Connector, No | [6 empty] | No |  |  |  |  | Power Line Communcation | [6 empty] | No | [7 empty] | Mains Cable + Wieland Connector |  |  | No | TRUE | No | [20 empty] | 2024-06-12
Horticultural | H-Z3K68S | Signify North America Corporation – Horti LED | Philips | GreenPower LED Production Module | GPL PM 168 DRBWFR_R L120 3.1 C4 | 3 | RRRYHM | TRUE | Indoor (Non-stacked), Indoor (Stacked), Greenhouse | Top light | Sole-Source, Supplemental | AC | 40 | 2.2 | 1.73 |  | 5 | 46.8 in |  | 2024-06-12 |  | Horticultural Lighting Fixture | 120 | 277 | Yes | TRUE | 2.9 | 197 | 0 | 196.6 | 23 | 12 | 161 | 12 | 209 | 3.09 | [6 empty] | 2.91 | 197 | 23 | 12 | 161 | 12 | 209 | 3.09 |  |  | 67.7 | 67.7 | 0 | 0.9 | 10 |  |  |  |  | 67.7 | 120 | 1 | 6 |  | Power Line Communcation, No | Dim to Off | Mains Cable + Wieland Connector, No | [6 empty] | No |  |  |  |  | Power Line Communcation | [6 empty] | No | [7 empty] | Mains Cable + Wieland Connector |  |  | No | TRUE | No | [20 empty] | 2024-06-12
Horticultural | H-7PRY5C | Guangzhou Yuhui Lighting Industrial Co.,Ltd. | Zeestarled | LED Horticultural Luminaires | YHGL102824W | 3 | GGGHBM | TRUE | Indoor (Non-stacked), Indoor (Stacked), Greenhouse | Top light, Intra-canopy | Sole-Source, Supplemental | AC | 50 | 1.1 | 1.1 |  | 5 | 46.8 in |  | 2024-05-28 |  | Horticultural Lighting Fixture | 100 | 240 | No |  | 2.44 | 60 | 0 | 59.8 | 17 | 26 | 17 | 1 | [8 empty] | 2.44 | 60 | 16 | 26 | 17 | 1 |  |  |  |  | 24 | 24 | 0 | 0.966 | 17.9 |  |  |  |  | 24.54 | 100 | 0.96 | 19 |  |  | No | [7 empty] | No | [24 empty] | No | [20 empty] | 2024-05-28
Horticultural | H-03CDP8 | All purpose LED Grow Lights international ltd | AELIUS LED | Aelius 300 REDD | APGL-AELIUS-3-G-1-M-NL | 3 | PPPTZS | TRUE | Indoor (Non-stacked), Indoor (Stacked), Greenhouse | Top light, Intra-canopy | Sole-Source, Supplemental | AC | 35 | 3.74 | 3.29 |  | 5 | 39.6 in |  | 2024-04-22 |  | Horticultural Lighting Fixture | 220 | 277 | No | TRUE | 2.91 | 915 | 0 | 915.4 | 168 | 258 | 490 | 58 | [8 empty] | 2.91 | 915 | 168 | 258 | 490 | 58 |  |  |  |  | 314 | 314 | 0 | 0.986 | 6 |  |  |  |  | 314.2 | 220 | 0.965 | 8.4 |  | 0-10V Other Protocol, PWM | Dim to Off | RJ-12 |  |  |  | TRUE |  |  | No |  |  |  |  | PWM | [8 empty] | TRUE | [9 empty] | TRUE | No | [20 empty] | 2024-04-22
Horticultural | H-0JL86S | Hawthorne Gardening Company | Agrolux | WEGA Plus | HGC906462 | 3 | UUUVRX | TRUE | Indoor (Non-stacked), Greenhouse | Top light | Sole-Source, Supplemental | AC | 35 | 10.63 | 4.72 |  | 5 | 24.0 in |  | 2024-04-22 |  | Horticultural Lighting Fixture | 220 | 400 | No | TRUE | 3.22 | 2479 | 0 | 2478.7 | 110 | 138 | 2234 | 151 | [8 empty] | 3.22 | 2479 | 110 | 138 | 2234 | 151 |  |  |  |  | 769 | 769 | <2W | 0.996 | 6 |  |  |  |  | 769.2 | 220 | 0.996 | 5.6 |  | 0-10V ANSI C137.1 (9V), Power Line Communication (PLC) to 0-10V with internal controller | Dim to Off | Terminal Block, PLC (Power Line Communication) to 0-10V Adapter |  | TRUE |  |  |  |  | No |  |  |  |  | Power Line Communication (PLC) to 0-10V with internal controller | [13 empty] | TRUE | PLC (Power Line Communication) to 0-10V Adapter |  |  |  | TRUE | No | [18 empty] | Horizontal |  | 2024-04-22
Horticultural | H-0MLZV3 | Hydrofarm LLC | PHOTOBIO | PHOTOBIO·MX2 680W | PTBZ1000768S4X | 3 | IIIOUH | TRUE | Indoor (Non-stacked) | Top light | Sole-Source, Supplemental | AC | 40 | 44.1 | 1.02 |  | 5 | 43.2 in |  | 2024-04-22 |  | Horticultural Lighting Fixture | 120 | 277 | No | TRUE | 2.75 | 1859 | 0 | 1858.9 | 326 | 804 | 744 | 40 | [8 empty] | 2.75 | 1859 | 326 | 804 | 744 | 40 |  |  |  |  | 675.6 | 675.6 | 0 | 0.966 | 6.4 |  |  |  |  | 675.6 | 120 | 0.966 | 6.4 |  | 0-10V IEC60929 Annex E | Dim to Off, Manual Dimming | PHOTOBIO PHOTO LOC 0-10V Control Cable |  |  | TRUE |  |  |  | No | [19 empty] | PHOTOBIO PHOTO LOC 0-10V Control Cable |  |  |  | TRUE | No | TRUE | [19 empty] | 2024-04-22
Horticultural | H-0QDP30 | FOHSE INC | FOHSE |  | M1-2 1500W 208V | 3 | PPPTZN | TRUE | Indoor (Non-stacked), Greenhouse | Top light | Sole-Source, Supplemental | AC | 40 | 37.01 | 4.33 |  | 5 | 39.6 in |  | 2024-04-01 |  | Horticultural Lighting Fixture | 208 | 277 | No | TRUE | 2.71 | 4065 | 0 | 4065 | 598 | 1606 | 1849 | 119 | [8 empty] | 2.71 | 4021 | 599 | 1605 | 1849 | 119 |  |  |  |  | 1500 | 1500 | 0 | 0.99 | 5 |  |  |  |  | 1482.8 | 208 | 0.974 | 6.7 |  | 0-10V Other Protocol | Dim to Off | M12 threaded port |  |  |  | TRUE |  |  | No | [19 empty] | M12 threaded port |  |  |  | TRUE | No | [20 empty] | 2024-04-01
Horticultural | H-0XQS18 | Lighting Solutions Group LLC., dba SpecGradeLED | SpecGradeLED | VERTA | VERTA-6F-A1-V04 | 3 | FFFKJO | TRUE | Indoor (Non-stacked), Indoor (Stacked) | Top light | Sole-Source | AC | 30 | 42.4 | 3.4 |  | 5 | 46.8 in |  | 2024-05-15 |  | Horticultural Lighting Fixture | 347 | 480 | No | TRUE | 2.8 | 2088 | 0 | 2088.2 | 369 | 834 | 845 | 52 | [8 empty] | 2.8 | 2015 | 359 | 803 | 851 | 51 |  |  |  |  | 723 | 719.4 | 0 | 0.993 | 0.6 |  |  |  |  | 714.667 | 347 | 0.992 | 9 |  | 0-10V IEC60929 Annex E | Dim to Off | Flying Leads |  |  | TRUE |  |  |  | No | [17 empty] | TRUE | [5 empty] | TRUE | No | [20 empty] | 2024-05-15
Horticultural | H-12N68W | Shenzhen Phlizon Technology Co.,Ltd. | PHLIZON | LED Grow Light | PH-FD12-E | 3 | IIIOUN |  | Indoor (Stacked), Greenhouse | Top light | Sole-Source, Supplemental | AC | 45 | 48.03 | 3.72 |  | 5 | 72.0 in |  | 2024-05-09 |  | Horticultural Lighting Fixture | 100 | 277 | No | TRUE | 2.83 | 3293 | 0 | 3293 | 551 | 1322 | 1421 | 112 | [18 empty] | 1200 | 1200 | 0 | 0.986 | 8.4 | [9 empty] | 0-10V Other Protocol | Dim to Off, Manual Dimming | RJ-14 |  |  |  | TRUE |  |  | No | [14 empty] | TRUE | [8 empty] | TRUE | No | TRUE | [19 empty] | 2024-05-09
Horticultural | H-1FMQ4D | Shenzhen Xinshengyang Opto-electronics Technology Co.,Ltd. | Luxgrow | LPUC series Horticultural | LPUC120JN-OT | 3 | RRRYHD | TRUE | Greenhouse | Intra-canopy | Supplemental | AC | 45 | 2.19 | 2.9 |  | 5 | 45.6 in |  | 2024-05-14 |  | Horticultural Lighting Fixture | 120 | 277 | No | TRUE | 2.9 | 333 | 0 | 333 | 21 | 32 | 280 | 2 | [8 empty] | 2.9 | 333 | 21 | 32 | 280 | 2 |  |  |  |  | 115 | 115 | 0 | 0.978 | 11.7 |  |  |  |  | 115 | 120 | 0.978 | 11.7 |  | 0-10V ANSI C137.1 (9V) | Dim to Off | Terminal Block |  | TRUE |  |  |  |  | No | [18 empty] | TRUE |  |  |  |  | TRUE | No | [20 empty] | 2024-05-14
Horticultural | H-52193Q | Lighting Solutions Group LLC., dba SpecGradeLED | SpecGradeLED | LINEA | LINEA-720-A1-V01 | 3 | GGGHBH | TRUE | Indoor (Non-stacked), Greenhouse | Top light | Sole-Source, Supplemental | AC | 30 | 5.5 | 4.5 |  | 5 | 48.0 in |  | 2024-04-05 |  | Horticultural Lighting Fixture | 120 | 277 | No | TRUE | 2.82 | 2078 | 2077.8 | 2077.8 | 369 | 831 | 878 | 52 | [8 empty] | 2.82 | 2078 | 369 | 830 | 878 | 52 |  |  |  |  | 737.4 | 719.2 | 719.2 | 0.999 | 2.4 |  |  |  |  | 737.397 | 276.9 | 0.981 | 6.8 |  | 0-10V IEC60929 Annex E | Dim to Off | Flying Leads |  |  | TRUE |  |  |  | 0 | [17 empty] | TRUE | [5 empty] | TRUE | 0 | [20 empty] | 2024-04-05
Horticultural | H-5XCYYC | AB Lighting | AB Lighting | Horticultural Luminaire | 001-FL780305312-00 | 3 | UUUVUQ | TRUE | Indoor (Non-stacked) | Top light | Sole-Source, Supplemental | AC | 40 | 44.09 | 1.97 |  | 5 | 44.4 in |  | 2024-05-23 |  | Horticultural Lighting Fixture | 120 | 277 | No | TRUE | 2.68 | 2120 | 0 | 2120 | 380 | 923 | 819 | 41 | [18 empty] | 780 | 780 | 0 | 0.964 | 9.2 | [9 empty] | 0-10V IEC60929 Annex E | Dim to Off | RJ-11 |  |  | TRUE |  |  |  | No | [12 empty] | TRUE | [10 empty] | TRUE | No | [20 empty] | 2024-08-22
Horticultural | H-63J059 | Nedlights b.v. | NEDLIGHTS | LED Lighting | LFHR850L0WRD02 | 3 | GGGHBI | TRUE | Indoor (Non-stacked), Greenhouse | Top light | Sole-Source, Supplemental | AC | 40 | 11.5 | 4.06 |  | 5 | 31.2 in |  | 2024-04-05 |  | Horticultural Lighting Fixture | 208 | 400 | No | TRUE | 2.87 | 2467 | 0 | 2466.9 | 262 | 688 | 1537 | 24 | [8 empty] | 2.87 | 2467 | 262 | 668 | 1537 | 24 |  |  |  |  | 858.8 | 858.8 | 0 | 0.971 | 13.5 |  |  |  |  | 858.77 | 208 | 0.971 | 13.5 |  | 0-10V IEC60929 Annex E | Dim to Off, Manual Dimming | RJ-12 |  |  | TRUE |  |  |  | No | [13 empty] | TRUE | [9 empty] | TRUE | No | TRUE | [19 empty] | 2024-04-05
Horticultural | H-652BG4 | Ferme d’Hiver Technologies Inc. | Ferme d’Hiver | Horticultural Lighting Equipment and Systems | FH_22_X_X-LITE_5002 | 3 | UUUVSC | TRUE | Indoor (Stacked), Greenhouse | Top light, Intra-canopy | Sole-Source, Supplemental | AC | 40 | 3.7 | 1.8 |  | 5 | 46.8 in |  | 2024-05-02 |  | Horticultural Lighting Fixture | 277 | 480 | No | TRUE | 2.35 | 1271 | 0 | 1271 | 240 | 314 | 717 | 62 | [8 empty] | 2.35 | 1271 | 240 | 314 | 717 | 62 |  |  |  |  | 560 | 560 | 0 | 0.988 | 8 |  |  |  |  | 540.1 | 277 | 0.988 | 8.1 |  | 0-10V ANSI C137.1 (8V) | No | Flying Leads | TRUE | [5 empty] | No | [17 empty] | TRUE | [6 empty] | No | [20 empty] | 2024-05-02
Horticultural | H-6QWJTB | AB Lighting | AB Lighting | Horticultural Luminaire | 001-FL960305312-00 | 3 | UUUVUQ |  | Indoor (Non-stacked) | Top light | Sole-Source, Supplemental | AC | 40 | 44.09 | 1.97 |  | 5 | 44.4 in |  | 2024-05-23 |  | Horticultural Lighting Fixture | 120 | 277 | No | TRUE | 2.71 | 2660 | 0 | 2660 | 469 | 1147 | 1045 | 51 | [18 empty] | 960 | 960 | 0 | 0.986 | 7.9 | [9 empty] | 0-10V IEC60929 Annex E | Dim to Off | RJ-11 |  |  | TRUE |  |  |  | No | [12 empty] | TRUE | [10 empty] | TRUE | No | [20 empty] | 2024-11-22
Horticultural | H-7SSDG5 | TSRgrow, LLC | TSRgrow | TG-1000HVR-WL3-G2 | TG-1000HVR-WL3-G2 | 3 | EAEGFD | TRUE | Indoor (Non-stacked), Indoor (Stacked), Greenhouse | Top light | Sole-Source, Supplemental | DC | 40 | 5 | 4 |  | 5 | 46.8 in |  | 2024-05-16 |  | Horticultural Lighting Fixture | 240 | 260 | No | TRUE |  | 2580 | 0 | 2580 | 391 | 1021 | 1167 | 130 |  |  | 2.58 | 2.44 | [5 empty] | 2489 | 391 | 1021 | 1167 | 130 |  |  | 2.49 |  | 999.5 | 999.5 | 0 |  |  | 3.99 | 1056.7 | AC-derated performance is 94.59% efficiency at 49.88% loading on a 24000W power source at 208V | 3 999.5W fixtures operating at 250V Series-wired with 250 feet of 10 AWG cabling to a 3004W power source limits cabling losses to 0.16% | 999.5 | 250.47 | 0.988 | 20 | 3.99 | 0-10V IEC60929 Annex E, 0-10V ANSI C137.1 (8V), 0-10V ANSI C137.1 (9V), Power Over Ethernet, Ethernet TCP/IP | Energy Monitoring, Dim to Off | RJ-11, RJ-12, RJ-45, USB, Flying Leads, Terminal Block | TRUE | TRUE | TRUE |  |  |  | No |  | TRUE | TRUE | [9 empty] | TRUE | TRUE |  | TRUE | TRUE | TRUE | TRUE |  |  |  |  | TRUE | Yes | [20 empty] | 2024-05-16
Horticultural | H-923J7P | PPF Tech LLC | PPF TECH | LED Horticultural Lighting | HG660-8B-FS3 | 3 | UUUVCN | TRUE | Indoor (Non-stacked), Indoor (Stacked), Greenhouse | Top light, Intra-canopy | Sole-Source, Supplemental | AC | 40 | 44.88 | 2.93 |  | 5 | 46.8 in |  | 2024-04-18 |  | Horticultural Lighting Fixture | 120 | 277 | No | TRUE | 2.71 | 1823 | 180 | 1823 | 331 | 717 | 777 | 71 | [8 empty] | 2.71 | 1823 | 331 | 717 | 777 | 71 |  |  |  |  | 673 | 673 | 70 | 0.94 | 12 |  |  |  |  | 672.7 | 120.02 | 0.94 | 11.8 |  | 0-10V IEC60929 Annex E, 0-10V ANSI C137.1 (8V) | No | RJ-11 | TRUE |  | TRUE |  |  |  | No | [12 empty] | TRUE | [11 empty] | No | [20 empty] | 2024-04-18
Horticultural | H-BB1B23 | Hydrofarm LLC | PHANTOM | PHANTOM Cultivar GL250 | PTBZ1000125S41 | 3 | IIIOUJ | TRUE | Indoor (Non-stacked) | Top light | Sole-Source, Supplemental | AC | 40 | 12.65 | 2.28 |  | 5 | 19.2 in |  | 2024-05-03 |  | Horticultural Lighting Fixture | 120 | 120 | Yes | TRUE | 2.5 | 633 | 0 | 633.1 | 115 | 264 | 260 | 14 | [8 empty] | 2.5 | 633 | 115 | 264 | 260 | 14 |  |  |  |  | 253.3 | 253.3 | 0 | 0.997 | 5.7 |  |  |  |  | 253.3 | 120 | 0.997 | 5.7 |  | 0-10V IEC60929 Annex E | Dim to Off, Manual Dimming | RJ-11 |  |  | TRUE |  |  |  | No | [12 empty] | TRUE | [10 empty] | TRUE | No | TRUE | [19 empty] | 2024-05-03
Horticultural | H-BSFTF1 | Shenzhen Enlite Energy Technology Co., Ltd | Enlite | FLORA 780W | 001-FL780305312-00 | 3 | GGGHBL |  | Indoor (Non-stacked) | Top light | Sole-Source, Supplemental | AC | 40 | 44.09 | 1.97 |  | 5 | 44.4 in |  | 2024-05-23 |  | Horticultural Lighting Fixture | 120 | 277 | No | TRUE | 2.68 | 2120 | 0 | 2120 | 380 | 923 | 819 | 41 | [18 empty] | 780 | 780 | 0 | 0.964 | 9.2 | [9 empty] | 0-10V IEC60929 Annex E | Dim to Off | RJ-11 |  |  | TRUE |  |  |  | No | [12 empty] | TRUE | [10 empty] | TRUE | No | [20 empty] | 2024-05-23
Horticultural | H-BZY6VN | TSRgrow, LLC | TSRGROW, TG | Horticultual | IL-240HVL-FP3 | 3 | UUUVVW | TRUE | Greenhouse | Intra-canopy | Supplemental | AC | 45 | 2.19 | 2.9 |  | 5 | 88.8 in |  | 2024-05-14 |  | Horticultural Lighting Fixture | 120 | 277 | No | TRUE | 2.89 | 680 | 0 | 679.8 | 44 | 66 | 570 | 4 | [8 empty] | 2.89 | 680 | 44 | 66 | 570 | 4 |  |  |  |  | 235 | 235 | 0 | 0.984 | 10.6 |  |  |  |  | 235.1 | 120 | 0.984 | 10.6 |  | 0-10V ANSI C137.1 (9V) | Dim to Off | Terminal Block |  | TRUE |  |  |  |  | No | [18 empty] | TRUE |  |  |  |  | TRUE | No | [20 empty] | 2024-09-27
Horticultural | H-DTXN4H | Shenzhen Enlite Energy Technology Co., Ltd | Enlite | FLORA 680W | 001-FL680305312-00 | 3 | GGGHBL |  | Indoor (Non-stacked) | Top light | Sole-Source, Supplemental | AC | 40 | 44.09 | 1.97 |  | 5 | 44.4 in |  | 2024-05-23 |  | Horticultural Lighting Fixture | 120 | 277 | No | TRUE | 2.74 | 1797 | 0 | 1797 | 319 | 784 | 696 | 34 | [18 empty] | 680 | 680 | 0 | 0.949 | 9.2 | [9 empty] | 0-10V IEC60929 Annex E | Dim to Off | RJ-11 |  |  | TRUE |  |  |  | No | [12 empty] | TRUE | [10 empty] | TRUE | No | [20 empty] | 2024-05-23
Horticultural | H-DVFQW0 | Shenzhen Phlizon Technology Co.,Ltd. | PHLIZON | LED Grow Light | PH-FD8-E-P | 3 | IIIOUN | TRUE | Indoor (Stacked), Greenhouse | Top light | Sole-Source, Supplemental | AC | 45 | 48.11 | 3.35 |  | 5 | 48.0 in |  | 2024-05-09 |  | Horticultural Lighting Fixture | 100 | 277 | No | TRUE | 2.82 | 2137 | 0 | 2137 | 352 | 862 | 925 | 72 | [8 empty] | 2.82 | 2137 | 352 | 862 | 925 | 72 |  |  |  |  | 800 | 800 | 0 | 0.984 | 7 |  |  |  |  | 756.7 | 120 | 0.984 | 7 |  | 0-10V Other Protocol | Dim to Off, Manual Dimming | RJ-14 |  |  |  | TRUE |  |  | No | [14 empty] | TRUE | [8 empty] | TRUE | No | TRUE | [19 empty] | 2024-05-09
Horticultural | H-F16KQQ | Shenzhen Phlizon Technology Co.,Ltd. | PHLIZON | LED Grow Light | PH-FD10-E-P | 3 | IIIOUN |  | Indoor (Stacked), Greenhouse | Top light | Sole-Source, Supplemental | AC | 45 | 48.11 | 3.35 |  | 5 | 48.0 in |  | 2024-05-09 |  | Horticultural Lighting Fixture | 100 | 277 | No | TRUE | 2.83 | 2768 | 0 | 2768 | 458 | 1114 | 1197 | 94 | [18 empty] | 1000 | 1000 | 0 | 0.982 | 8.5 | [9 empty] | 0-10V Other Protocol | Dim to Off, Manual Dimming | RJ-14 |  |  |  | TRUE |  |  | No | [14 empty] | TRUE | [8 empty] | TRUE | No | TRUE | [19 empty] | 2024-05-09
Horticultural | H-FJ82Z9 | TSRgrow, LLC | TSRgrow | TG-1000HVR-WL-G2 | TG-1000HVR-WL-G2 | 3 | EAEGFD | TRUE | Indoor (Non-stacked), Indoor (Stacked), Greenhouse | Top light | Sole-Source, Supplemental | DC | 40 | 5 | 4 |  | 5 | 46.8 in |  | 2024-05-16 |  | Horticultural Lighting Fixture | 240 | 260 | No | TRUE |  | 2668 | 0 | 2667.5 | 509 | 1109 | 1049 | 57 |  |  | 2.67 | 2.53 | [5 empty] | 2651 | 509 | 1109 | 1049 | 57 |  |  | 2.65 |  | 999.5 | 999.5 | 0 |  |  | 3.996 | 1056.7 | AC-derated performance is 94.59% efficiency at 49.88% loading on a 24000W power source at 208V | 3 999.5W fixtures operating at 250V Series-wired with 250 feet of 10 AWG cabling to a 3004W power source limits cabling losses to 0.16% | 999.8 | 250.17 | 0.988 | 20 | 3.996 | 0-10V IEC60929 Annex E, 0-10V ANSI C137.1 (8V), 0-10V ANSI C137.1 (9V), Power Over Ethernet, Ethernet TCP/IP | Energy Monitoring, Dim to Off | RJ-11, RJ-12, RJ-45, USB, Flying Leads, Terminal Block | TRUE | TRUE | TRUE |  |  |  | No |  | TRUE | TRUE | [9 empty] | TRUE | TRUE |  | TRUE | TRUE | TRUE | TRUE |  |  |  |  | TRUE | Yes | [20 empty] | 2024-05-16
Horticultural | H-HG5FLD | Shenzhen Longood Intelligent Electric Co., Ltd | Longbright | Full Spectrum High PPE 600W LED grow light | S600 Pro | 3 | RRRYGP | TRUE | Indoor (Non-stacked), Indoor (Stacked), Greenhouse | Top light, Intra-canopy | Sole-Source, Supplemental | AC | 35 | 43 | 4.5 |  | 5 | 45.6 in |  | 2024-04-16 |  | Horticultural Lighting Fixture | 120 | 277 | No | TRUE | 3 | 1847 | 184.7 | 1847 | 405 | 776 | 667 | 22 | [8 empty] | 3 | 1847 | 405 | 776 | 667 | 22 |  |  |  |  | 600 | 600 | 60 | 0.976 | 6.7 |  |  |  |  | 615.5 | 240 | 0.977 | 6.7 |  | 0-10V IEC60929 Annex E, Dimming Button | No | RJ-14, Dimming Button |  |  | TRUE |  |  |  | No |  |  |  |  | Dimming Button | [9 empty] | TRUE |  |  |  |  | Dimming Button |  |  |  |  | No | [20 empty] | 2024-04-16
Horticultural | H-HJL596 | Shenzhen Longood Intelligent Electric Co., Ltd | HyBox | Full Spectrum High PPE 600W LED grow light | S600 Pro | 3 | RRRYGP | TRUE | Indoor (Non-stacked), Indoor (Stacked), Greenhouse | Top light, Intra-canopy | Sole-Source, Supplemental | AC | 35 | 43 | 4.5 |  | 5 | 45.6 in |  | 2024-04-16 |  | Horticultural Lighting Fixture | 120 | 277 | No | TRUE | 3 | 1847 | 184.7 | 1847 | 405 | 776 | 667 | 22 | [8 empty] | 3 | 1847 | 405 | 776 | 667 | 22 |  |  |  |  | 600 | 600 | 60 | 0.976 | 6.7 |  |  |  |  | 615.5 | 240 | 0.977 | 6.7 |  | 0-10V IEC60929 Annex E, Dimming Button | No | RJ-14, Dimming Button |  |  | TRUE |  |  |  | No |  |  |  |  | Dimming Button | [9 empty] | TRUE |  |  |  |  | Dimming Button |  |  |  |  | No | [20 empty] | 2024-04-16
Horticultural | H-HJSTRN | Grow Pros Solutions | GROW PROS SOLUTIONS | LED GROW LIGHTS | GPS-DRAGON-UI | 3 | UUUVSX | TRUE | Indoor (Non-stacked), Greenhouse | Top light | Supplemental | AC | 45 | 42.9 | 2.54 |  | 5 | 70.8 in |  | 2024-05-15 |  | Horticultural Lighting Fixture | 120 | 277 | No | TRUE | 2.74 | 3705 | 370 | 3700 | 732 | 1603 | 1371 | 155 | [8 empty] | 2.74 | 3705 | 732 | 1603 | 1371 | 155 |  |  |  |  | 1351 | 1350 | 135 | 0.9 | 15 |  |  |  |  | 1351.2 | 120 | 0.998 | 3.3 |  | 0-10V IEC60929 Annex E, Bluetooth Sig MESH and MMDL Layers | Manual Dimming | RJ-11, RJ-12, RJ-14, RJ-45, Wireless Radio |  |  | TRUE |  |  |  | No | [7 empty] | TRUE |  |  |  |  | TRUE | TRUE | TRUE | TRUE |  |  |  |  | TRUE |  |  |  | No | TRUE | [19 empty] | 2024-06-20
Horticultural | H-JV9YNX | TSRgrow, LLC | TSRGROW, TG | Horticultual | IL-120HVL-FP3 | 3 | UUUVVW | TRUE | Greenhouse | Intra-canopy | Supplemental | AC | 45 | 2.19 | 2.9 |  | 5 | 45.6 in |  | 2024-05-14 |  | Horticultural Lighting Fixture | 120 | 277 | No | TRUE | 2.9 | 333 | 0 | 333 | 21 | 32 | 280 | 2 | [8 empty] | 2.9 | 333 | 21 | 32 | 280 | 2 |  |  |  |  | 115 | 115 | 0 | 0.978 | 11.7 |  |  |  |  | 115 | 120 | 0.978 | 11.7 |  | 0-10V ANSI C137.1 (9V) | Dim to Off | Terminal Block |  | TRUE |  |  |  |  | No | [18 empty] | TRUE |  |  |  |  | TRUE | No | [20 empty] | 2024-09-27
Horticultural | H-KV47MN | Shenzhen Enlite Energy Technology Co., Ltd | Enlite | FLORA 520W | 001-FL520305312-00 | 3 | GGGHBL | TRUE | Indoor (Non-stacked) | Top light | Sole-Source, Supplemental | AC | 40 | 33.46 | 1.97 |  | 5 | 33.6 in |  | 2024-05-23 |  | Horticultural Lighting Fixture | 120 | 277 | No | TRUE | 2.6 | 1395 | 0 | 1395 | 367 | 598 | 431 | 19 | [8 empty] | 2.6 | 1395 | 367 | 598 | 431 | 19 |  |  |  |  | 520 | 520 | 0 | 0.962 | 7.6 |  |  |  |  | 536.3 | 277 | 0.962 | 7.6 |  | 0-10V IEC60929 Annex E | Dim to Off | RJ-11 |  |  | TRUE |  |  |  | No | [12 empty] | TRUE | [10 empty] | TRUE | No | [20 empty] | 2024-05-23
Horticultural | H-MS2PCN | SHENZHEN SNC OPTO ELECTRONIC CO.,LTD. | SNC | LED GROW LIGHTS | SNC-GL08-1350WF1NA1-aISeh | 3 | UUUVSH | TRUE | Indoor (Non-stacked), Greenhouse | Top light | Supplemental | AC | 45 | 42.9 | 2.54 |  | 5 | 70.8 in |  | 2024-05-15 |  | Horticultural Lighting Fixture | 120 | 277 | No | TRUE | 2.74 | 3705 | 370 | 3700 | 732 | 1603 | 1371 | 155 | [8 empty] | 2.74 | 3705 | 732 | 1603 | 1371 | 155 |  |  |  |  | 1351 | 1350 | 135 | 0.9 | 15 |  |  |  |  | 1351.2 | 120 | 0.998 | 3.3 |  | 0-10V IEC60929 Annex E, Bluetooth Sig MESH and MMDL Layers | Manual Dimming | RJ-11, RJ-12, RJ-14, RJ-45, Wireless Radio |  |  | TRUE |  |  |  | No | [7 empty] | TRUE |  |  |  |  | TRUE | TRUE | TRUE | TRUE |  |  |  |  | TRUE |  |  |  | No | TRUE | [19 empty] | 2024-05-15
Horticultural | H-NNQGDW | Grow Pros Solutions | GROW PROS SOLUTIONS | LED GROW LIGHTS | GPS-HM-960W-UNI-36R-E | 3 | UUUVSI | TRUE | Indoor (Non-stacked), Greenhouse | Top light | Sole-Source, Supplemental | AC | 45 | 42.8 | 4.26 |  | 5 | 58.8 in |  | 2024-04-10 |  | Horticultural Lighting Fixture | 120 | 277 | No | TRUE | 2.45 | 2408 | 240.8 | 2407.9 | 458 | 994 | 956 | 58 | [8 empty] | 2.45 | 2408 | 458 | 994 | 956 | 58 |  |  |  |  | 981 | 981 | 96 | 0.9 | 15 |  |  |  |  | 981.21 | 120 | 0.928 | 9.5 |  | 0-10V IEC60929 Annex E | Manual Dimming | RJ-11, RJ-12, RJ-14, RJ-45 |  |  | TRUE |  |  |  | No | [12 empty] | TRUE | TRUE | TRUE | TRUE | [8 empty] | No | TRUE | [19 empty] | 2024-05-21
Horticultural | H-Q59VBH | AB Lighting | AB Lighting | Horticultural Luminaire | 001-FL520305312-00 | 3 | UUUVUQ |  | Indoor (Non-stacked) | Top light | Sole-Source, Supplemental | AC | 40 | 33.46 | 1.97 |  | 5 | 33.6 in |  | 2024-05-23 |  | Horticultural Lighting Fixture | 120 | 277 | No | TRUE | 2.6 | 1395 | 0 | 1395 | 367 | 598 | 431 | 19 | [8 empty] | 2.6 | 1395 | 367 | 598 | 431 | 19 |  |  |  |  | 520 | 520 | 0 | 0.962 | 7.6 |  |  |  |  | 536.3 | 277 | 0.962 | 7.6 |  | 0-10V IEC60929 Annex E | Dim to Off | RJ-11 |  |  | TRUE |  |  |  | No | [12 empty] | TRUE | [10 empty] | TRUE | No | [20 empty] | 2024-08-22
Horticultural | H-R78MG9 | Lighting Solutions Group LLC., dba SpecGradeLED | SpecGradeLED | LINEA | LINEA-720-A1-V04 | 3 | GGGHBH |  | Indoor (Non-stacked), Greenhouse | Top light | Sole-Source, Supplemental | AC | 30 | 5.5 | 4.5 |  | 5 | 48.0 in |  | 2024-04-05 |  | Horticultural Lighting Fixture | 347 | 480 | No | TRUE | 2.82 | 2078 | 2077.8 | 2077.8 | 369 | 831 | 878 | 52 | [18 empty] | 716 | 712.8 | 712.8 | 0.993 | 0.6 | [9 empty] | 0-10V IEC60929 Annex E | Dim to Off | Flying Leads |  |  | TRUE |  |  |  | 0 | [17 empty] | TRUE | [5 empty] | TRUE | 0 | [20 empty] | 2024-04-05
Horticultural | H-RY2PGQ | Grow Pros Solutions | GROW PROS SOLUTIONS | LED GROW LIGHTS | GPS-PHOENIX-UI | 3 | UUUVSX | TRUE | Indoor (Non-stacked), Greenhouse | Top light | Supplemental | AC | 45 | 42.9 | 2.54 |  | 5 | 46.8 in |  | 2024-05-15 |  | Horticultural Lighting Fixture | 120 | 277 | No | TRUE | 2.75 | 2486 | 248.6 | 2486 | 488 | 1078 | 920 | 103 | [8 empty] | 2.75 | 2486 | 488 | 1078 | 920 | 103 |  |  |  |  | 904 | 900 | 90 | 0.9 | 15 |  |  |  |  | 903.81 | 120 | 0.998 | 3.3 |  | 0-10V IEC60929 Annex E, Bluetooth Sig MESH and MMDL Layers | Manual Dimming | RJ-11, RJ-12, RJ-14, RJ-45, Wireless Radio |  |  | TRUE |  |  |  | No | [7 empty] | TRUE |  |  |  |  | TRUE | TRUE | TRUE | TRUE |  |  |  |  | TRUE |  |  |  | No | TRUE | [19 empty] | 2024-06-20
Horticultural | H-SP086Q | SHENZHEN SNC OPTO ELECTRONIC CO.,LTD. | SNC | LED GROW LIGHTS | SNC-GL02-720WF1EA1-aDIgh | 3 | FFFKRF | TRUE | Indoor (Non-stacked), Greenhouse | Top light | Sole-Source, Supplemental | AC | 45 | 42.8 | 4.26 |  | 5 | 46.8 in |  | 2024-04-10 |  | Horticultural Lighting Fixture | 120 | 277 | No | TRUE | 2.56 | 1716 | 171.6 | 1716.1 | 317 | 711 | 688 | 39 | [8 empty] | 2.56 | 1716 | 317 | 710 | 688 | 39 |  |  |  |  | 670 | 670 | 72 | 0.9 | 15 |  |  |  |  | 670.35 | 120 | 0.928 | 8.1 |  | 0-10V IEC60929 Annex E | Manual Dimming | RJ-11, RJ-12, RJ-14, RJ-45 |  |  | TRUE |  |  |  | No | [12 empty] | TRUE | TRUE | TRUE | TRUE | [8 empty] | No | TRUE | [19 empty] | 2024-04-10
Horticultural | H-T6DHXW | Hydrofarm LLC | PHOTOBIO | PHOTOBIO·MX2 680W | PTBZ1000768S491 | 3 | IIIOUH | TRUE | Indoor (Non-stacked) | Top light | Sole-Source, Supplemental | AC | 40 | 44.1 | 1.02 |  | 5 | 43.2 in |  | 2024-04-22 |  | Horticultural Lighting Fixture | 208 | 480 | No | TRUE | 2.75 | 1848 | 0 | 1847.6 | 321 | 802 | 739 | 40 | [8 empty] | 2.75 | 1847 | 321 | 802 | 739 | 40 |  |  |  |  | 670.9 | 670.9 | 0 | 0.973 | 8.5 |  |  |  |  | 670.9 | 208 | 0.973 | 8.5 |  | 0-10V IEC60929 Annex E | Dim to Off, Manual Dimming | PHOTOBIO PHOTO LOC 0-10V Control Cable |  |  | TRUE |  |  |  | No | [19 empty] | PHOTOBIO PHOTO LOC 0-10V Control Cable |  |  |  | TRUE | No | TRUE | [19 empty] | 2024-04-22
Horticultural | H-TF3MLZ | SINOWELL INC | FLEXSTAR |  | FLEXSTAR LTL 270W | 3 | PPPTZR | TRUE | Indoor (Non-stacked), Indoor (Stacked), Greenhouse | Top light, Intra-canopy | Sole-Source, Supplemental | AC | 40 | 2.36 | 2.83 |  | 5 | 49.2 in |  | 2024-04-17 |  | Horticultural Lighting Fixture | 277 | 347 | No | TRUE | 3.45 | 956 | 0 | 955.6 | 53 | 2 | 901 | 4 | [8 empty] | 3.45 | 956 | 53 | 1 | 901 | 4 |  |  |  |  | 277 | 270 | 0 | 0.9 | 20 |  |  |  |  | 277.25 | 277 | 0.987 | 6.9 |  | 0-10V IEC60929 Annex E, 0-10V ANSI C137.1 (8V), 0-10V ANSI C137.1 (9V) | Dim to Off | RJ-11, RJ-14 | TRUE | TRUE | TRUE |  |  |  | No | [12 empty] | TRUE |  | TRUE | [8 empty] | TRUE | No | [20 empty] | 2024-04-17
Horticultural | H-TSFSYF | Hydrofarm LLC | PHOTOBIO | PHOTOBIO TX2 800W | PTBZ1000580S5X | 3 | UUUVRY | TRUE | Indoor (Non-stacked) | Top light | Sole-Source, Supplemental | AC | 40 | 16.23 | 3.31 |  | 5 | 42.0 in |  | 2024-04-24 |  | Horticultural Lighting Fixture | 200 | 480 | No | TRUE | 3 | 2249 | 0 | 2249.3 | 523 | 489 | 1246 | 26 | [8 empty] | 3 | 2249 | 523 | 489 | 1246 | 26 |  |  |  |  | 749.9 | 749.9 | 0 | 0.975 | 10.9 |  |  |  |  | 749.9 | 200 | 0.999 | 3.4 |  | 0-10V IEC60929 Annex E | Dim to Off | PHOTOBIO PHOTO LOC 0-10V Control Cable |  |  | TRUE |  |  |  | No | [19 empty] | PHOTOBIO PHOTO LOC 0-10V Control Cable |  |  |  | TRUE | No | [20 empty] | 2024-04-24
Horticultural | H-TSJXLK | SHENZHEN SNC OPTO ELECTRONIC CO.,LTD. | SNC | LED GROW LIGHTS | SNC-GL02-960WF1EA1-aDIgh | 3 | FFFKRF | TRUE | Indoor (Non-stacked), Greenhouse | Top light | Sole-Source, Supplemental | AC | 45 | 42.8 | 4.26 |  | 5 | 58.8 in |  | 2024-04-10 |  | Horticultural Lighting Fixture | 120 | 277 | No | TRUE | 2.45 | 2408 | 240.8 | 2407.9 | 458 | 994 | 956 | 58 | [8 empty] | 2.45 | 2408 | 458 | 994 | 956 | 58 |  |  |  |  | 981 | 981 | 96 | 0.9 | 15 |  |  |  |  | 981.21 | 120 | 0.928 | 9.5 |  | 0-10V IEC60929 Annex E | Manual Dimming | RJ-11, RJ-12, RJ-14, RJ-45 |  |  | TRUE |  |  |  | No | [12 empty] | TRUE | TRUE | TRUE | TRUE | [8 empty] | No | TRUE | [19 empty] | 2024-04-10
Horticultural | H-UJ0BXE | PPF Tech LLC | PPF Tech | LED Horticulture Lighting | HG340-6B-FS1 | 3 | PPPTXU | TRUE | Indoor (Non-stacked), Indoor (Stacked), Greenhouse | Top light, Intra-canopy | Sole-Source, Supplemental | AC | 40 | 42.05 | 2.93 |  | 5 | 44.4 in |  | 2024-04-18 |  | Horticultural Lighting Fixture | 120 | 277 | No | TRUE | 2.5 | 866 | 780.2 | 866.4 | 167 | 350 | 350 | 15 | [8 empty] | 2.5 | 866 | 167 | 350 | 350 | 15 |  |  |  |  | 340 | 340 | 310 | 0.935 | 11 |  |  |  |  | 346.3 | 120 | 0.935 | 10.9 |  | 0-10V IEC60929 Annex E | No | RJ-M16 |  |  | TRUE |  |  |  | No | [19 empty] | RJ-M16 |  |  |  |  | No | [20 empty] | 2024-04-18
Horticultural | H-V3GZN8 | TrolMaster Agro Instruments Co., Ltd | ThinkGrow |  | ICL-300 | 3 | GGGHBK | TRUE | Indoor (Non-stacked), Greenhouse | Top light | Supplemental | AC | 40 | 3.6 | 2.64 |  | 5 | 46.8 in |  | 2024-05-14 |  | Horticultural Lighting Fixture | 100 | 277 | No | TRUE | 2.61 | 317 | 0 | 316.5 | 54 | 134 | 129 | 25 | [8 empty] | 2.61 | 317 | 54 | 134 | 129 | 25 |  |  |  |  | 120 | 120 | 0 | 0.965 | 9.6 |  |  |  |  | 121.2 | 100 | 0.965 | 9.6 |  | 0-10V Other Protocol | Dim to Off | RS485 |  |  |  | TRUE |  |  | No | [19 empty] | RS485 |  |  |  | TRUE | No | [20 empty] | 2024-05-14
Horticultural | H-VL5VYR | Shenzhen Xinshengyang Opto-electronics Technology Co.,Ltd. | Luxgrow | LPUC series Horticultural | LPUC240JN-OT | 3 | RRRYHD | TRUE | Greenhouse | Intra-canopy | Supplemental | AC | 45 | 2.19 | 2.9 |  | 5 | 88.8 in |  | 2024-05-14 |  | Horticultural Lighting Fixture | 120 | 277 | No | TRUE | 2.89 | 680 | 0 | 679.8 | 44 | 66 | 570 | 4 | [8 empty] | 2.89 | 680 | 44 | 66 | 570 | 4 |  |  |  |  | 235 | 235 | 0 | 0.984 | 10.6 |  |  |  |  | 235.1 | 120 | 0.984 | 10.6 |  | 0-10V ANSI C137.1 (9V) | Dim to Off | Terminal Block |  | TRUE |  |  |  |  | No | [18 empty] | TRUE |  |  |  |  | TRUE | No | [20 empty] | 2024-05-14
Horticultural | H-VPGHZV | TSRgrow, LLC | TSRgrow | TG-800HVR-WL-G2 | TG-800HVR-WL-G2 | 3 | EAEGFD | TRUE | Indoor (Non-stacked), Indoor (Stacked), Greenhouse | Top light | Sole-Source, Supplemental | DC | 40 | 5 | 4 |  | 5 | 46.8 in |  | 2024-05-16 |  | Horticultural Lighting Fixture | 240 | 260 | No | TRUE |  | 2168 | 0 | 2168 | 414 | 901 | 853 | 46 |  |  | 2.71 | 2.56 | [5 empty] | 2113 | 414 | 901 | 853 | 46 |  |  | 2.64 |  | 799.5 | 799.5 | 0 |  |  | 3.219 | 845.2 | AC-derated performance is 94.59% efficiency at 49.88% loading on a 24000W power source at 208V | 3 799.5W fixtures operating at 250V Series-wired with 500 feet of 10 AWG cabling to a 3000W power source limits cabling losses to 0.26% | 799.6 | 248.4 | 0.988 | 20 | 3.219 | 0-10V IEC60929 Annex E, 0-10V ANSI C137.1 (8V), 0-10V ANSI C137.1 (9V), Power Over Ethernet, Ethernet TCP/IP | Energy Monitoring, Dim to Off | RJ-11, RJ-12, RJ-45, USB, Flying Leads, Terminal Block | TRUE | TRUE | TRUE |  |  |  | No |  | TRUE | TRUE | [9 empty] | TRUE | TRUE |  | TRUE | TRUE | TRUE | TRUE |  |  |  |  | TRUE | Yes | [20 empty] | 2024-05-16
Horticultural | H-VQZ8LQ | Shenzhen Phlizon Technology Co.,Ltd. | PHLIZON | LED Grow Light | PH-G780 | 3 | IIIOUM | TRUE | Indoor (Non-stacked), Greenhouse | Top light | Sole-Source, Supplemental | AC | 45 | 11.81 | 4.72 |  | 5 | 30.0 in |  | 2024-05-09 |  | Horticultural Lighting Fixture | 100 | 277 | No | TRUE | 2.23 | 1697 | 0 | 1697 | 394 | 560 | 744 | 27 | [8 empty] | 2.23 | 1697 | 394 | 560 | 744 | 27 |  |  |  |  | 780 | 780 | 0 | 0.949 | 7.5 |  |  |  |  | 760.1 | 120 | 0.949 | 7.5 |  | 0-10V Other Protocol | Dim to Off | RJ-14 |  |  |  | TRUE |  |  | No | [14 empty] | TRUE | [8 empty] | TRUE | No | [20 empty] | 2024-05-09
Horticultural | H-VRBM8B | Agnetix, Inc. | PHENOM | PHENOM Full Spectrum | A8-0365-FSS1-0000 | 3 | EAEGFC | TRUE | Indoor (Non-stacked), Indoor (Stacked), Greenhouse | Top light, Intra-canopy, Side Light | Sole-Source, Supplemental | AC | 40 |  |  | 2.13 | 5 | 96.0 in |  | 2024-04-30 |  | Horticultural Lighting Fixture | 277 | 277 | No | TRUE | 3.04 | 1081 | 0 | 1081 | 200 | 385 | 496 | 27 | 1108 | 3.12 | [6 empty] | 3.04 | 1081 | 200 | 385 | 496 | 27 | 1108 | 3.12 |  |  | 355.1 | 355.1 | 1 | 0.95 | 9.6 |  |  |  |  | 355.1 | 277 | 0.95 | 9.6 |  | Power Over Ethernet, Ethernet TCP/IP, Ethernet Proprietary, Bacnet, Rest API, Proprietary Power Line carrier | Energy Monitoring, Dim to Off | RJ-45, USB | [6 empty] | No |  | TRUE | TRUE | TRUE | Bacnet, Rest API, Proprietary Power Line carrier | [10 empty] | TRUE | TRUE | [6 empty] | TRUE | Yes |  | TRUE | 10 | 48 | 65 | up to 50% glycol | 28.5 | 29.3 | 30.4 | 31.2 | 1.2 | 1.2 | 47.5 | 48.2 | 1.2 | 1.2 |  |  |  |  | 2024-04-30
Horticultural | H-VY3TPX | SHENZHEN SNC OPTO ELECTRONIC CO.,LTD. | SNC | LED GROW LIGHTS | SNC-GL02-960WF1EA1-aISgh | 3 | FFFKRF | TRUE | Indoor (Non-stacked), Greenhouse | Top light | Sole-Source, Supplemental | AC | 45 | 42.8 | 4.26 |  | 5 | 58.8 in |  | 2024-04-10 |  | Horticultural Lighting Fixture | 120 | 277 | No | TRUE | 2.44 | 2396 | 239.6 | 2396.3 | 304 | 972 | 1121 | 66 | [8 empty] | 2.44 | 2396 | 304 | 972 | 1121 | 66 |  |  |  |  | 983 | 983 | 96 | 0.9 | 15 |  |  |  |  | 983.68 | 120 | 0.937 | 8 |  | 0-10V IEC60929 Annex E | Manual Dimming | RJ-11, RJ-12, RJ-14, RJ-45 |  |  | TRUE |  |  |  | No | [12 empty] | TRUE | TRUE | TRUE | TRUE | [8 empty] | No | TRUE | [19 empty] | 2024-04-10
Horticultural | H-W8JZPR | Shenzhen Longood Intelligent Electric Co., Ltd | Longbright | Full Spectrum High PPE 1000W LED grow light | S1000 Pro | 3 | RRRYGP | TRUE | Indoor (Non-stacked), Indoor (Stacked), Greenhouse | Top light, Intra-canopy | Sole-Source, Supplemental | AC | 35 | 44.4 | 4.53 |  | 5 | 45.6 in |  | 2024-04-16 |  | Horticultural Lighting Fixture | 120 | 277 | No | TRUE | 3 | 3069 | 306.9 | 3069 | 694 | 1273 | 1103 | 37 | [8 empty] | 3 | 3069 | 694 | 1273 | 1103 | 37 |  |  |  |  | 1000 | 1000 | 100 | 0.985 | 5.6 |  |  |  |  | 1024 | 240 | 0.986 | 5.6 |  | 0-10V IEC60929 Annex E, Dimming Button | No | RJ-14, Dimming Button |  |  | TRUE |  |  |  | No |  |  |  |  | Dimming Button | [9 empty] | TRUE |  |  |  |  | Dimming Button |  |  |  |  | No | [20 empty] | 2024-04-16
Horticultural | H-WNS4FD | Shenzhen Longood Intelligent Electric Co., Ltd | HyBox | Full Spectrum High PPE 1000W LED grow light | S1000 Pro | 3 | RRRYGP | TRUE | Indoor (Non-stacked), Indoor (Stacked), Greenhouse | Top light, Intra-canopy | Sole-Source, Supplemental | AC | 35 | 44.4 | 4.53 |  | 5 | 45.6 in |  | 2024-04-16 |  | Horticultural Lighting Fixture | 120 | 277 | No | TRUE | 3 | 3069 | 306.9 | 3069 | 694 | 1273 | 1103 | 37 | [8 empty] | 3 | 3069 | 694 | 1273 | 1103 | 37 |  |  |  |  | 1000 | 1000 | 100 | 0.985 | 5.6 |  |  |  |  | 1024 | 240 | 0.986 | 5.6 |  | 0-10V IEC60929 Annex E, Dimming Button | No | RJ-14, Dimming Button |  |  | TRUE |  |  |  | No |  |  |  |  | Dimming Button | [9 empty] | TRUE |  |  |  |  | Dimming Button |  |  |  |  | No | [20 empty] | 2024-04-16
Horticultural | H-WXQSGQ | SHENZHEN SNC OPTO ELECTRONIC CO.,LTD. | SNC | LED GROW LIGHTS | SNC-GL08-900WF1NA1-aISegh | 3 | UUUVSH | TRUE | Indoor (Non-stacked), Greenhouse | Top light | Supplemental | AC | 45 | 42.9 | 2.54 |  | 5 | 46.8 in |  | 2024-05-15 |  | Horticultural Lighting Fixture | 120 | 277 | No | TRUE | 2.75 | 2486 | 248.6 | 2486 | 488 | 1078 | 920 | 103 | [8 empty] | 2.75 | 2486 | 488 | 1078 | 920 | 103 |  |  |  |  | 904 | 900 | 90 | 0.9 | 15 |  |  |  |  | 903.81 | 120 | 0.998 | 3.3 |  | 0-10V IEC60929 Annex E, Bluetooth Sig MESH and MMDL Layers | Manual Dimming | RJ-11, RJ-12, RJ-14, RJ-45, Wireless Radio |  |  | TRUE |  |  |  | No | [7 empty] | TRUE |  |  |  |  | TRUE | TRUE | TRUE | TRUE |  |  |  |  | TRUE |  |  |  | No | TRUE | [19 empty] | 2024-05-15
Horticultural | H-XJVD2R | Grow Pros Solutions | GROW PROS SOLUTIONS | GPS-UCL-250W | GPS-UCL-250W | 3 | GGGHBG | TRUE | Indoor (Non-stacked), Greenhouse | Top light | Sole-Source, Supplemental | AC | 40 | 2.87 | 3.19 |  | 5 | 91.2 in |  | 2024-04-03 |  | Horticultural Lighting Fixture | 120 | 277 | No | TRUE | 2.4 | 632 | 150 | 631.5 | 110 | 269 | 253 | 23 | [8 empty] | 2.4 | 632 | 110 | 269 | 252 | 23 |  |  |  |  | 263 | 262.9 | 62.5 | 0.998 | 1.9 |  |  |  |  | 262.9 | 262.9 | 0.998 | 1.9 |  | 0-10V IEC60929 Annex E | No | RJ-12 |  |  | TRUE |  |  |  | No | [13 empty] | TRUE | [10 empty] | No | [20 empty] | 2024-04-03
Horticultural | H-Y19VV2 | Shenzhen Enlite Energy Technology Co., Ltd | Enlite | FLORA 960W | 001-FL960305312-00 | 3 | GGGHBL |  | Indoor (Non-stacked) | Top light | Sole-Source, Supplemental | AC | 40 | 44.09 | 1.97 |  | 5 | 44.4 in |  | 2024-05-23 |  | Horticultural Lighting Fixture | 120 | 277 | No | TRUE | 2.71 | 2660 | 0 | 2660 | 469 | 1147 | 1045 | 51 | [18 empty] | 960 | 960 | 0 | 0.986 | 7.9 | [9 empty] | 0-10V IEC60929 Annex E | Dim to Off | RJ-11 |  |  | TRUE |  |  |  | No | [12 empty] | TRUE | [10 empty] | TRUE | No | [20 empty] | 2024-05-23
Horticultural | H-Y664Q1 | TSRgrow, LLC | TSRgrow | TG-800HVR-WL3-G2 | TG-800HVR-WL3-G2 | 3 | EAEGFD | TRUE | Indoor (Non-stacked), Indoor (Stacked), Greenhouse | Top light | Sole-Source, Supplemental | DC | 40 | 5 | 4 |  | 5 | 46.8 in |  | 2024-05-16 |  | Horticultural Lighting Fixture | 240 | 260 | No | TRUE |  | 2113 | 0 | 2113 | 324 | 832 | 955 | 105 |  |  | 2.64 | 2.5 | [5 empty] | 2078 | 324 | 832 | 955 | 105 |  |  | 2.58 |  | 799.5 | 799.5 | 0 |  |  | 3.219 | 845.2 | AC-derated performance is 94.59% efficiency at 49.88% loading on a 24000W power source at 208V | 3 799.5W fixtures operating at 250V Series-wired with 500 feet of 10 AWG cabling to a 3000W power source limits cabling losses to 0.26% | 804.6 | 249.97 | 0.988 | 20 | 3.219 | 0-10V IEC60929 Annex E, 0-10V ANSI C137.1 (8V), 0-10V ANSI C137.1 (9V), Power Over Ethernet, Ethernet TCP/IP | Energy Monitoring, Dim to Off | RJ-11, RJ-12, RJ-45, USB, Flying Leads, Terminal Block | TRUE | TRUE | TRUE |  |  |  | No |  | TRUE | TRUE | [9 empty] | TRUE | TRUE |  | TRUE | TRUE | TRUE | TRUE |  |  |  |  | TRUE | Yes | [20 empty] | 2024-05-16
Horticultural | H-Z5S28S | Grow Pros Solutions | GROW PROS SOLUTIONS | LED GROW LIGHTS | GPS-HM-660W-UNI-36R-E | 3 | UUUVSI | TRUE | Indoor (Non-stacked), Greenhouse | Top light | Sole-Source, Supplemental | AC | 45 | 42.8 | 4.26 |  | 5 | 46.8 in |  | 2024-04-10 |  | Horticultural Lighting Fixture | 120 | 277 | No | TRUE | 2.56 | 1716 | 171.6 | 1716.1 | 317 | 711 | 688 | 39 | [8 empty] | 2.56 | 1716 | 317 | 710 | 688 | 39 |  |  |  |  | 670 | 670 | 72 | 0.9 | 15 |  |  |  |  | 670.35 | 120 | 0.928 | 8.1 |  | 0-10V IEC60929 Annex E | Manual Dimming | RJ-11, RJ-12, RJ-14, RJ-45 |  |  | TRUE |  |  |  | No | [12 empty] | TRUE | TRUE | TRUE | TRUE | [8 empty] | No | TRUE | [19 empty] | 2024-05-21
Horticultural | H-0G3HG7 | Shenzhen Number Energy Saving Corporation | NANOLUX |  | LED SN1000 Pro | 3 | FFFKHK |  | Indoor (Non-stacked), Indoor (Stacked), Greenhouse | Top light | Sole-Source, Supplemental | AC | 35 | 43.7 | 2.36 |  | 5 | 44.4 in |  | 2024-03-22 |  | Horticultural Lighting Fixture | 120 | 277 | Yes | TRUE | 2.9 | 3114 | 311.4 | 3114 | 661 | 1245 | 1210 | 149 | [18 empty] | 1000 | 1000 | 100 | 0.988 | 8 | [9 empty] | 0-10V IEC60929 Annex E | No | RJ-12 |  |  | TRUE |  |  |  | No | [13 empty] | TRUE | [10 empty] | No | [20 empty] | 2024-03-22
Horticultural | H-0P5K84 | TrolMaster Agro Instruments Co., Ltd | ThinkGrow | Horticulture LED Grow Light | Model One(TLD-4+TLB-1) | 3 | GGGHBF | TRUE | Indoor (Non-stacked), Greenhouse | Top light | Supplemental | AC | 40 | 6.75 | 5.78 |  | 5 | 45.6 in |  | 2024-03-18 |  | Horticultural Lighting Fixture | 100 | 277 | No | TRUE | 2.71 | 245 | 0 | 244.7 | 42 | 103 | 101 | 14 | [8 empty] | 2.71 | 245 | 42 | 103 | 101 | 14 |  |  |  |  | 94 | 94 | 0 | 0.955 | 12.5 |  |  |  |  | 90.25 | 100 | 0.955 | 12.5 |  | 0-10V Other Protocol | Dim to Off | RS485 |  |  |  | TRUE |  |  | No | [19 empty] | RS485 |  |  |  | TRUE | No | [20 empty] | 2024-03-18
Horticultural | H-1HWPG9 | Shenzhen Number Energy Saving Corporation | NANOLUX |  | LED SN860 Pro | 3 | FFFKHK |  | Indoor (Non-stacked), Indoor (Stacked), Greenhouse | Top light | Sole-Source, Supplemental | AC | 35 | 43.7 | 2.36 |  | 5 | 44.4 in |  | 2024-03-22 |  | Horticultural Lighting Fixture | 120 | 277 | Yes | TRUE | 2.9 | 2728 | 272.8 | 2728 | 596 | 1054 | 1079 | 144 | [18 empty] | 860 | 860 | 86 | 0.984 | 12 | [9 empty] | 0-10V IEC60929 Annex E | No | RJ-12 |  |  | TRUE |  |  |  | No | [13 empty] | TRUE | [10 empty] | No | [20 empty] | 2024-03-22
Horticultural | H-1RL6HZ | All purpose LED Grow Lights international ltd | AELIUS LED | Matrx REDD F34 HV | MR34FH | 3 | RRRYGA | TRUE | Indoor (Non-stacked), Indoor (Stacked), Greenhouse | Top light, Intra-canopy | Sole-Source, Supplemental | AC | 35 | 41.38 | 3.07 |  | 5 | 43.2 in |  | 2024-02-21 |  | Horticultural Lighting Fixture | 220 | 480 | No | TRUE | 3.22 | 2355 | 0 | 2355 | 434 | 654 | 1268 | 137 | [8 empty] | 3.22 | 2355 | 434 | 654 | 1268 | 137 |  |  |  |  | 731 | 731 | 0 | 0.997 | 11 |  |  |  |  | 730.9 | 220 | 0.934 | 13.9 |  | 0-10V Other Protocol | Dim to Off | RJ-12 |  |  |  | TRUE |  |  | No | [13 empty] | TRUE | [9 empty] | TRUE | No | [20 empty] | 2024-02-21
Horticultural | H-48HGY3 | GML Solutions Ltd. | Grand Master LEDs | Tarantula Greenhouse 1000 Red HV | GMLL1000W2I1C11E2 | 3 | UUUVRA | TRUE | Indoor (Non-stacked), Greenhouse | Top light | Sole-Source, Supplemental | AC | 40 | 11.89 | 5.48 |  | 5 | 31.2 in |  | 2024-02-21 |  | Horticultural Lighting Fixture | 277 | 480 | No | TRUE | 3.63 | 3645 | 0 | 3645 | 206 | 7 | 3433 | 11 | [8 empty] | 3.63 | 3645 | 206 | 6 | 3433 | 11 |  |  |  |  | 1003 | 1003 | 0 | 0.996 | 5 |  |  |  |  | 1003 | 277 | 0.996 | 4.7 |  | 0-10V IEC60929 Annex E | Dim to Off | Flying Leads |  |  | TRUE |  |  |  | No | [17 empty] | TRUE | [5 empty] | TRUE | No | [20 empty] | 2024-02-21
Horticultural | H-57WWV3 | HLG | Horticulture Lighting Group | HLG Greenhouse PRO 350 HE HV | HLG Greenhouse PRO 350 HE HV | 3 | UUUVRH | TRUE | Greenhouse | Top light | Supplemental | AC | 40 | 6.75 | 4.75 |  | 5 | 28.8 in |  | 2024-02-26 |  | Horticultural Lighting Fixture | 277 | 277 | No | TRUE | 3.55 | 1112 | 0 | 1111.8 | 125 | 157 | 832 | 25 | [8 empty] | 3.55 | 1112 | 125 | 157 | 832 | 25 |  |  |  |  | 313 | 313 | 0 | 0.963 | 8 |  |  |  |  | 313 | 277 | 0.963 | 8.3 |  | 0-10V Other Protocol | Dim to Off | RJ-11 |  |  |  | TRUE |  |  | No | [12 empty] | TRUE | [10 empty] | TRUE | No | [18 empty] | Horizontal |  | 2024-02-26
Horticultural | H-75DC8M | Heliospectra AB | heliospectra | MitraX R80 800W | MIX8R80 | 3 | UUUVRK |  | Indoor (Non-stacked), Indoor (Stacked), Greenhouse | Top light | Sole-Source, Supplemental | DC | 45 | 3.8 | 2.6 |  | 5 | 40.8 in |  | 2024-03-18 |  | Horticultural Lighting Fixture | 48 | 48 | No | TRUE |  | 1287 | 252 | 1287 | 97 | 148 | 1042 | 7 |  |  | 3.152 | 2.758 | [14 empty] | 408.3 | 408.3 | 80 |  |  | 8.085 | 466.6 | [7 empty] | 0-10V IEC60929 Annex E, PWM Singal, Adelphi | No | Wireless Radio, Inventronic RS232, Adelphi |  |  | TRUE |  |  |  | No |  |  |  |  | PWM Singal | [6 empty] | Adelphi | [7 empty] | Inventronic RS232 | TRUE |  | Adelphi |  | No | [20 empty] | 2024-03-18
Horticultural | H-7DN9X3 | Signify North America Corporation – Horti LED | Philips | GreenPower LED Gridlighting | GPL GL 1700 DRW_VSN2 277-480V 1.1D NA | 3 | RRRYFW |  | Indoor (Non-stacked), Indoor (Stacked), Greenhouse | Top light | Sole-Source, Supplemental | AC | 35 | 44.4 | 2.85 |  | 5 | 44.4 in |  | 2024-03-15 |  | Horticultural Lighting Fixture | 277 | 480 | No | TRUE | 2.61 | 1673 | 125.3 | 1700 | 335 | 619 | 719 | 27 | 1700 | 2.66 | [16 empty] | 640 | 640 | 48 | 0.95 | 15 | [9 empty] | 0-10V ANSI C137.1 (9V), No | Dim to Off | Flying Leads, No |  | TRUE |  |  |  |  | No |  |  |  |  | No | [6 empty] | No | [5 empty] | TRUE |  | No |  |  | No | TRUE | No | [20 empty] | 2024-03-15
Horticultural | H-BGSZQV | Signify North America Corporation – Horti LED | Philips | GreenPower LED Gridlighting | GPL GL 1900 DRW_EBW 120-277V 1.1D | 3 | RRRYFW | TRUE | Indoor (Non-stacked), Indoor (Stacked), Greenhouse | Top light | Sole-Source, Supplemental | AC | 35 | 44.4 | 2.85 |  | 5 | 44.4 in |  | 2024-03-15 |  | Horticultural Lighting Fixture | 120 | 277 | No | TRUE | 2.94 | 1881 | 131.5 | 1900 | 339 | 395 | 1147 | 19 | 1900 | 2.97 | [6 empty] | 2.88 | 1907 | 339 | 400 | 1168 | 19 | 1926 | 2.9 |  |  | 640 | 640 | 45 | 0.95 | 15 |  |  |  |  | 662.7 | 120 | 0.99 | 11.4 |  | 0-10V ANSI C137.1 (9V), No | Dim to Off | Flying Leads, No |  | TRUE |  |  |  |  | No |  |  |  |  | No | [6 empty] | No | [5 empty] | TRUE |  | No |  |  | No | TRUE | No | [20 empty] | 2024-03-15
Horticultural | H-C4JT3M | GML Solutions Ltd. | Grand Master LEDs | TARANTULA LONG LEG HV | GMLL700W1I800P4H | 3 | EAEGFB | TRUE | Indoor (Non-stacked), Indoor (Stacked) | Top light | Sole-Source | AC | 40 | 43.86 | 4.06 |  | 5 | 44.4 in |  | 2024-02-29 |  | Horticultural Lighting Fixture | 277 | 480 | Yes | TRUE | 2.78 | 2055 | 0 | 2055 | 350 | 801 | 905 | 195 | [8 empty] | 2.78 | 2055 | 350 | 801 | 905 | 195 |  |  |  |  | 740 | 740 | 0 | 0.998 | 6 |  |  |  |  | 740.2 | 277 | 0.892 | 14.4 |  | 0-10V IEC60929 Annex E, Knob | Dim to Off, Manual Dimming | RJ-14 |  |  | TRUE |  |  |  | No |  |  |  |  | Knob | [9 empty] | TRUE | [8 empty] | TRUE | No | TRUE | [19 empty] | 2024-02-29
Horticultural | H-DYLX2H | Alionco Tech Inc | Alionco | Diode In-840 Tunable | Diode In-840 T | 3 | IIIOUD |  | Indoor (Non-stacked) | Top light, Intra-canopy | Sole-Source, Supplemental | AC | 40 | 42.54 | 2.78 |  | 5 | 43.2 in |  | 2024-03-07 |  | Horticultural Lighting Fixture | 100 | 277 | No | TRUE | 2.82 | 2332 | 0 | 2332 | 388 | 748 | 1198 | 120 | [18 empty] | 840 | 840 | 0 | 0.951 | 10.6 | [9 empty] | 0-10V Other Protocol | Dim to Off | RJ-11 |  |  |  | TRUE |  |  | No | [12 empty] | TRUE | [10 empty] | TRUE | No | [20 empty] | 2024-03-07
Horticultural | H-FHRKY9 | Signify North America Corporation – Horti LED | Philips | GreenPower LED Gridlighting | GPL GL 900 DRWMB 277-480V 1.1D NA | 3 | RRRYFW | TRUE | Indoor (Non-stacked), Indoor (Stacked), Greenhouse | Top light | Sole-Source, Supplemental | AC | 35 | 44.4 | 2.85 |  | 5 | 44.4 in |  | 2024-03-15 |  | Horticultural Lighting Fixture | 277 | 480 | No | TRUE | 3.26 | 896 | 107.8 | 900 | 108 | 40 | 749 | 3 | 900 | 3.27 | [6 empty] | 3.2 | 907 | 111 | 42 | 754 | 3 | 910 | 3.22 |  |  | 275 | 275 | 33.3 | 0.95 | 15 |  |  |  |  | 283 | 277 | 1 | 9 |  | 0-10V ANSI C137.1 (9V), No | Dim to Off | Flying Leads, No |  | TRUE |  |  |  |  | No |  |  |  |  | No | [6 empty] | No | [5 empty] | TRUE |  | No |  |  | No | TRUE | No | [20 empty] | 2024-03-15
Horticultural | H-FNXCX6 | Shenzhen Xinshengyang Opto-electronics Technology Co.,Ltd. | Luxgrow | LPTC series Horticultural | LPTC800S-TT | 3 | UUUVRF | TRUE | Greenhouse | Top light | Supplemental | AC | 45 | 7.56 | 8.19 |  | 5 | 38.4 in |  | 2024-02-22 |  | Horticultural Lighting Fixture | 100 | 277 | No | TRUE | 2.43 | 1978 | 0 | 1978 | 279 | 754 | 946 | 75 | [8 empty] | 2.43 | 1978 | 279 | 754 | 946 | 75 |  |  |  |  | 815 | 815 | 0 | 0.999 | 6 |  |  |  |  | 815.1 | 120 | 0.999 | 5.9 |  | 0-10V IEC60929 Annex E | Dim to Off | Terminal Block |  |  | TRUE |  |  |  | No | [18 empty] | TRUE |  |  |  |  | TRUE | No | [20 empty] | 2024-02-22
Horticultural | H-G4H4BD | HLG | Horticulture Lighting Group | HLG Greenhouse PRO 650 FS HV | HLG Greenhouse PRO 650 FS HV | 3 | FFFKQX | TRUE | Greenhouse | Top light | Supplemental | AC | 40 | 6.75 | 4.75 |  | 5 | 60.0 in |  | 2024-03-04 |  | Horticultural Lighting Fixture | 277 | 277 | No | TRUE | 3.08 | 2019 | 0 | 2018.7 | 264 | 535 | 1228 | 14 | [8 empty] | 3.08 | 2019 | 264 | 535 | 1228 | 14 |  |  |  |  | 656 | 656 | 0 | 0.964 | 9 |  |  |  |  | 655.53 | 277 | 0.964 | 9.1 |  | 0-10V Other Protocol | Dim to Off | RJ-11 |  |  |  | TRUE |  |  | No | [12 empty] | TRUE | [10 empty] | TRUE | No | [18 empty] | Horizontal |  | 2024-03-04
Horticultural | H-GGK6Q7 | Signify North America Corporation – Horti LED | Philips | GreenPower LED Gridlighting | GPL GL 1900 DRW_EBW 277-480V 1.1D NA | 3 | RRRYFW |  | Indoor (Non-stacked), Indoor (Stacked), Greenhouse | Top light | Sole-Source, Supplemental | AC | 35 | 44.4 | 2.85 |  | 5 | 44.4 in |  | 2024-03-15 |  | Horticultural Lighting Fixture | 277 | 480 | No | TRUE | 2.94 | 1881 | 131.5 | 1900 | 339 | 395 | 1147 | 19 | 1900 | 2.97 | [16 empty] | 640 | 640 | 45 | 0.95 | 15 | [9 empty] | 0-10V ANSI C137.1 (9V), No | Dim to Off | Flying Leads, No |  | TRUE |  |  |  |  | No |  |  |  |  | No | [6 empty] | No | [5 empty] | TRUE |  | No |  |  | No | TRUE | No | [20 empty] | 2024-03-15
Horticultural | H-GK150V | PACZ EMPIRE CORPORATION | PACZ | Horticultural Luminaire | PZ 4X5 1000SA | 3 | IIIOUC |  | Indoor (Non-stacked) | Top light | Sole-Source | AC | 40 | 60 | 2.78 |  | 5 | 48.0 in |  | 2024-02-29 |  | Horticultural Lighting Fixture | 100 | 277 | No | TRUE | 2.77 | 2912 | 0 | 2912 | 392 | 1202 | 1320 | 74 | [18 empty] | 1000 | 1000 | 0 | 0.971 | 7 | [9 empty] | 0-10V ANSI C137.1 (8V), 0-10V ANSI C137.1 (9V) | Dim to Off, Manual Dimming | RJ-14, RJ-45 | TRUE | TRUE |  |  |  |  | No | [14 empty] | TRUE | TRUE | [7 empty] | TRUE | No | TRUE | [19 empty] | 2024-02-29
Horticultural | H-GQKF1M | All purpose LED Grow Lights international ltd | AELIUS LED | Matrx REDD F34 | MR34F | 3 | RRRYGA |  | Indoor (Non-stacked), Indoor (Stacked), Greenhouse | Top light, Intra-canopy | Sole-Source, Supplemental | AC | 35 | 41.38 | 3.07 |  | 5 | 43.2 in |  | 2024-02-21 |  | Horticultural Lighting Fixture | 220 | 277 | No | TRUE | 3.28 | 2373 | 0 | 2373 | 438 | 659 | 1276 | 138 | [18 empty] | 724 | 724 | 0 | 0.98 | 12 | [9 empty] | 0-10V Other Protocol | Dim to Off | RJ-12 |  |  |  | TRUE |  |  | No | [13 empty] | TRUE | [9 empty] | TRUE | No | [20 empty] | 2024-02-21
Horticultural | H-H6YPMZ | SpectraGrow Inc. | SpectraGrow™ | SGL-SLIM | SGL-SLIM-60W-GP-UL-DC-WWW | 3 | IIIORY | TRUE | Indoor (Non-stacked), Indoor (Stacked), Greenhouse | Top light, Intra-canopy | Sole-Source, Supplemental | DC | 40 | 1.99 | 1.65 |  | 5 | 45.6 in |  | 2024-03-11 |  | Horticultural Lighting Fixture | 48 | 54 | No | TRUE |  | 153 | 0 | 153 | 30 | 29 | 94 | 1 | 154 |  | 2.74 | 2.4 | 2.76 |  |  |  |  | 153 | 30 | 29 | 94 | 1 | 154 |  | 2.74 | 2.76 | 56 | 55.8 | 0 |  |  | 1 | 64 |  |  | 55.82 | 50.7 |  |  | 1.1 | DC input power | No | [7 empty] | No |  |  |  |  | DC input power | [19 empty] | No | [20 empty] | 2024-03-11
Horticultural | H-J170XG | North Brilliancy (Shenzhen) Technology Co., LTD | NBSEROL | LED Horticultural Lighting | SPD FOLDING PRO 8P L63 640W | 3 | RRRYGE | TRUE | Indoor (Non-stacked), Indoor (Stacked), Greenhouse | Top light | Supplemental | AC | 40 | 27.36 | 5.51 |  | 5 | 45.6 in |  | 2024-02-29 |  | Horticultural Lighting Fixture | 100 | 277 | No | TRUE | 2.98 | 1907 | 190.6 | 1904.6 | 323 | 785 | 799 | 43 | [8 empty] | 2.97 | 1906 |  | 785 | 799 | 43 |  |  |  |  | 641 | 640 | 64.1 | 0.971 | 7 |  |  |  |  | 640.59 | 277 | 0.971 | 7 |  | 0-10V IEC60929 Annex E | Manual Dimming | RJ-11, RJ-12, RJ-14, RJ-45 |  |  | TRUE |  |  |  | No | [12 empty] | TRUE | TRUE | TRUE | TRUE | [8 empty] | No | TRUE | [19 empty] | 2024-02-29
Horticultural | H-J6VMMG | Heliospectra AB | heliospectra | MitraX R60 800W | MIX8R60 | 3 | UUUVRK |  | Indoor (Non-stacked), Indoor (Stacked), Greenhouse | Top light | Sole-Source, Supplemental | DC | 45 | 3.8 | 2.6 |  | 5 | 40.8 in |  | 2024-03-18 |  | Horticultural Lighting Fixture | 48 | 48 | No | TRUE |  | 1240 | 233.6 | 1240 | 190 | 306 | 744 | 11 |  |  | 2.916 | 2.552 | [14 empty] | 425.3 | 425.3 | 80 |  |  | 8.085 | 486.1 | [7 empty] | 0-10V IEC60929 Annex E, PWM Singal, Adelphi | No | Wireless Radio, Inventronic RS232, Adelphi |  |  | TRUE |  |  |  | No |  |  |  |  | PWM Singal | [6 empty] | Adelphi | [7 empty] | Inventronic RS232 | TRUE |  | Adelphi |  | No | [20 empty] | 2024-03-18
Horticultural | H-J7L5JZ | Shenzhen Enlite Energy Technology Co., Ltd | Enlite | Flora-430-A | 001-FA430305312-00 | 3 | PPPTZM | TRUE | Indoor (Non-stacked) | Top light | Sole-Source, Supplemental | AC | 45 | 40.87 | 1.46 |  | 5 | 42.0 in |  | 2024-03-29 |  | Horticultural Lighting Fixture | 277 | 277 | No | TRUE | 2.6 | 1088 | 0 | 1088.4 | 303 | 450 | 342 | 16 | [8 empty] | 2.6 | 1088 | 303 | 450 | 342 | 16 |  |  |  |  | 419 | 419 | 0 | 0.985 | 6 |  |  |  |  | 418.6 | 277 | 0.985 | 6 |  | 0-10V IEC60929 Annex E | Dim to Off, Manual Dimming | RJ-11 |  |  | TRUE |  |  |  | No | [12 empty] | TRUE | [10 empty] | TRUE | No | TRUE | [19 empty] | 2024-03-29
Horticultural | H-JRH8ZX | Shenzhen Number Energy Saving Corporation | NANOLUX |  | LED SN630 Pro | 3 | FFFKHK | TRUE | Indoor (Non-stacked), Indoor (Stacked), Greenhouse | Top light | Sole-Source, Supplemental | AC | 35 | 43.7 | 2.36 |  | 5 | 44.4 in |  | 2024-03-22 |  | Horticultural Lighting Fixture | 120 | 277 | Yes | TRUE | 2.9 | 1955 | 195.5 | 1955 | 421 | 771 | 765 | 112 | [8 empty] | 2.9 | 1955 | 421 | 771 | 765 | 112 |  |  |  |  | 630 | 630 | 63 | 0.974 | 10 |  |  |  |  | 674.4 | 120 | 0.974 | 10.4 |  | 0-10V IEC60929 Annex E | No | RJ-12 |  |  | TRUE |  |  |  | No | [13 empty] | TRUE | [10 empty] | No | [20 empty] | 2024-03-22
Horticultural | H-KKWDMK | TrolMaster Agro Instruments Co., Ltd | ThinkGrow | Horticulture LED Grow Light | Model One(TLD-2+DR-1) | 3 | FFFKRA | TRUE | Indoor (Non-stacked), Greenhouse | Top light | Supplemental | AC | 40 | 6.75 | 5.78 |  | 5 | 45.6 in |  | 2024-03-11 |  | Horticultural Lighting Fixture | 100 | 277 | No | TRUE | 2.71 | 244 | 0 | 244.4 | 42 | 98 | 105 | 5 | [8 empty] | 2.71 | 244 | 42 | 98 | 105 | 5 |  |  |  |  | 94 | 94 | 0 | 0.954 | 12.2 |  |  |  |  | 90.06 | 100 | 0.954 | 12.2 |  | 0-10V Other Protocol | Dim to Off | RS485 |  |  |  | TRUE |  |  | No | [19 empty] | RS485 |  |  |  | TRUE | No | [20 empty] | 2024-03-11
Horticultural | H-KPJ8FF | PACZ EMPIRE CORPORATION | PACZ | Horticultural Luminaire | PZ 4X6 1300SA | 3 | IIIOUC | TRUE | Indoor (Non-stacked) | Top light | Sole-Source | AC | 40 | 72 | 2.78 |  | 5 | 48.0 in |  | 2024-02-29 |  | Horticultural Lighting Fixture | 100 | 277 | No | TRUE | 2.7 | 3628 | 0 | 3628 | 490 | 1501 | 1639 | 92 | [8 empty] | 2.7 | 3628 | 490 | 1501 | 1639 | 92 |  |  |  |  | 1300 | 1300 | 0 | 0.972 | 6 |  |  |  |  | 1346 | 120 | 0.972 | 6.4 |  | 0-10V ANSI C137.1 (8V), 0-10V ANSI C137.1 (9V) | Dim to Off, Manual Dimming | RJ-14, RJ-45 | TRUE | TRUE |  |  |  |  | No | [14 empty] | TRUE | TRUE | [7 empty] | TRUE | No | TRUE | [19 empty] | 2024-02-29
Horticultural | H-KQB3PC | TrolMaster Agro Instruments Co., Ltd | ThinkGrow | Horticulture LED Grow Light | Model One(TLD-2+FR-1) | 3 | FFFKQZ | TRUE | Indoor (Non-stacked), Greenhouse | Top light | Supplemental | AC | 40 | 6.75 | 5.78 |  | 5 | 45.6 in |  | 2024-03-11 |  | Horticultural Lighting Fixture | 100 | 277 | No | TRUE | 2.61 | 237 | 0 | 236.5 | 41 | 98 | 98 | 11 | [8 empty] | 2.61 | 237 | 41 | 98 | 98 | 11 |  |  |  |  | 94 | 94 | 0 | 0.953 | 12.1 |  |  |  |  | 90.56 | 100 | 0.953 | 12.1 |  | 0-10V Other Protocol | Dim to Off | RS485 |  |  |  | TRUE |  |  | No | [19 empty] | RS485 |  |  |  | TRUE | No | [20 empty] | 2024-03-11
Horticultural | H-L63QCF | Signify North America Corporation – Horti LED | Philips | GreenPower LED Gridlighting | GPL GL 1700 DRW_VSN2 120-277V 1.1D | 3 | RRRYFW | TRUE | Indoor (Non-stacked), Indoor (Stacked), Greenhouse | Top light | Sole-Source, Supplemental | AC | 35 | 44.4 | 2.85 |  | 5 | 44.4 in |  | 2024-03-15 |  | Horticultural Lighting Fixture | 120 | 277 | No | TRUE | 2.61 | 1673 | 125.3 | 1700 | 335 | 619 | 719 | 27 | 1700 | 2.66 | [6 empty] | 2.57 | 1711 | 345 | 631 | 735 | 28 | 1740 | 2.62 |  |  | 640 | 640 | 48 | 0.95 | 15 |  |  |  |  | 665.3 | 120 | 0.99 | 11.7 |  | 0-10V ANSI C137.1 (9V), No | Dim to Off | Flying Leads, No |  | TRUE |  |  |  |  | No |  |  |  |  | No | [6 empty] | No | [5 empty] | TRUE |  | No |  |  | No | TRUE | No | [20 empty] | 2024-03-15
Horticultural | H-LBVVW3 | TrolMaster Agro Instruments Co., Ltd | ThinkGrow | Horticulture LED Grow Light | Model One(TLD-4+TLB-2) | 3 | GGGHBE | TRUE | Indoor (Non-stacked), Greenhouse | Top light | Supplemental | AC | 40 | 6.75 | 5.78 |  | 5 | 57.6 in |  | 2024-03-18 |  | Horticultural Lighting Fixture | 100 | 277 | No | TRUE | 2.82 | 256 | 0 | 255.6 | 44 | 107 | 105 | 14 | [8 empty] | 2.82 | 256 | 44 | 107 | 105 | 14 |  |  |  |  | 94 | 94 | 0 | 0.954 | 12.3 |  |  |  |  | 90.68 | 100.5 | 0.954 | 12.3 |  | 0-10V Other Protocol | Dim to Off | RS485 |  |  |  | TRUE |  |  | No | [19 empty] | RS485 |  |  |  | TRUE | No | [20 empty] | 2024-03-18
Horticultural | H-M3PP2Q | All purpose LED Grow Lights international ltd | AELIUS LED | Matrx REDD F30 HV | MR30FH | 3 | IIIOTX | TRUE | Indoor (Non-stacked), Indoor (Stacked), Greenhouse | Top light, Intra-canopy | Sole-Source, Supplemental | AC | 35 | 41.38 | 3.07 |  | 5 | 43.2 in |  | 2024-02-19 |  | Horticultural Lighting Fixture | 220 | 480 | No | TRUE | 3 | 2123 | 0 | 2123 | 405 | 591 | 1127 | 125 | [8 empty] | 2.96 | 2158 | 412 | 601 | 1146 | 127 |  |  |  |  | 718 | 718 | 0 | 0.987 | 12 |  |  |  |  | 729.3 | 220 | 0.923 | 10.3 |  | 0-10V Other Protocol, PWM | Dim to Off | RJ-12 |  |  |  | TRUE |  |  | No |  |  |  |  | PWM | [8 empty] | TRUE | [9 empty] | TRUE | No | [20 empty] | 2024-03-29
Horticultural | H-N8J1BF | All purpose LED Grow Lights international ltd | AELIUS LED | Aelius REDD700 30 | AR730 | 3 | IIIOTY | TRUE | Indoor (Non-stacked), Indoor (Stacked), Greenhouse | Top light, Intra-canopy | Sole-Source, Supplemental | AC | 35 | 18.98 | 2.95 |  | 5 | 25.2 in |  | 2024-02-19 |  | Horticultural Lighting Fixture | 220 | 480 | No | TRUE | 2.96 | 2061 | 0 | 2061 | 394 | 574 | 1093 | 122 | [8 empty] | 2.96 | 2061 | 394 | 574 | 1093 | 122 |  |  |  |  | 696 | 696 | 0 | 0.996 | 10 |  |  |  |  | 696 | 220 | 0.922 | 10.3 |  | 0-10V Other Protocol, PWM | Dim to Off | RJ-12 |  |  |  | TRUE |  |  | No |  |  |  |  | PWM | [8 empty] | TRUE | [9 empty] | TRUE | No | [20 empty] | 2024-03-29
Horticultural | H-NLDDZQ | Alionco Tech Inc | Alionco | Diode In-1600X | Diode In-1600X | 3 | IIIOUD | TRUE | Indoor (Non-stacked) | Top light, Intra-canopy | Sole-Source, Supplemental | AC | 40 | 43.64 | 1.33 |  | 5 | 96.0 in |  | 2024-03-07 |  | Horticultural Lighting Fixture | 100 | 277 | No | TRUE | 2.81 | 4447 | 0 | 4447 | 948 | 1437 | 2064 | 241 | [8 empty] | 2.81 | 4447 | 948 | 1437 | 2064 | 241 |  |  |  |  | 1600 | 1600 | 0 | 0.952 | 11.8 |  |  |  |  | 1584 | 120 | 0.995 | 8.3 |  | 0-10V Other Protocol | Dim to Off | RJ-11 |  |  |  | TRUE |  |  | No | [12 empty] | TRUE | [10 empty] | TRUE | No | [20 empty] | 2024-03-07
Horticultural | H-NV6W8G | Alionco Tech Inc | Alionco | Diode In-1200 Tunable | Diode In-1200 T | 3 | IIIOUD |  | Indoor (Non-stacked) | Top light, Intra-canopy | Sole-Source, Supplemental | AC | 40 | 43.64 | 1.33 |  | 5 | 72.0 in |  | 2024-03-07 |  | Horticultural Lighting Fixture | 100 | 277 | No | TRUE | 2.82 | 3345 | 0 | 3345 | 561 | 1073 | 1713 | 171 | [18 empty] | 1200 | 1200 | 0 | 0.953 | 11.6 | [9 empty] | 0-10V Other Protocol | Dim to Off | RJ-11 |  |  |  | TRUE |  |  | No | [12 empty] | TRUE | [10 empty] | TRUE | No | [20 empty] | 2024-03-07
Horticultural | H-QS5KKG | Growgenics LLC | Growgenics | Horticultural Luminaires | GHP-800W-1 | 3 | IIIOUB | TRUE | Greenhouse | Top light | Supplemental | AC | 45 | 7.56 | 8.19 |  | 5 | 38.4 in |  | 2024-02-29 |  | Horticultural Lighting Fixture | 100 | 277 | No | TRUE | 2.43 | 1978 | 0 | 1978 | 279 | 754 | 946 | 75 | [8 empty] | 2.43 | 1978 | 279 | 754 | 946 | 75 |  |  |  |  | 815 | 815 | 0 | 0.999 | 6 |  |  |  |  | 815.1 | 120 | 0.957 | 10.3 |  | 0-10V IEC60929 Annex E | Dim to Off | Terminal Block |  |  | TRUE |  |  |  | No | [18 empty] | TRUE |  |  |  |  | TRUE | No | [20 empty] | 2024-02-29
Horticultural | H-R2CZQV | All purpose LED Grow Lights international ltd | AELIUS LED | Aelius REDD800 30 | AR830 | 3 | IIIOTY |  | Indoor (Non-stacked), Indoor (Stacked), Greenhouse | Top light, Intra-canopy | Sole-Source, Supplemental | AC | 35 | 18.98 | 2.95 |  | 5 | 25.2 in |  | 2024-02-19 |  | Horticultural Lighting Fixture | 220 | 480 | No | TRUE | 2.98 | 2422 | 0 | 2422 | 461 | 675 | 1286 | 142 | [18 empty] | 813 | 813 | 0 | 0.997 | 5 | [9 empty] | 0-10V Other Protocol, PWM | Dim to Off | RJ-12 |  |  |  | TRUE |  |  | No |  |  |  |  | PWM | [8 empty] | TRUE | [9 empty] | TRUE | No | [20 empty] | 2024-02-19
Horticultural | H-RDM6HC | All purpose LED Grow Lights international ltd | AELIUS LED | Matrx REDD F30 | MR30F | 3 | IIIOTX |  | Indoor (Non-stacked), Indoor (Stacked), Greenhouse | Top light, Intra-canopy | Sole-Source, Supplemental | AC | 35 | 41.38 | 3.07 |  | 5 | 43.2 in |  | 2024-02-19 |  | Horticultural Lighting Fixture | 220 | 277 | No | TRUE | 3 | 2179 | 0 | 2179 | 417 | 607 | 1155 | 129 | [18 empty] | 723 | 723 | 0 | 0.987 | 12 | [9 empty] | 0-10V Other Protocol, PWM | Dim to Off | RJ-12 |  |  |  | TRUE |  |  | No |  |  |  |  | PWM | [8 empty] | TRUE | [9 empty] | TRUE | No | [20 empty] | 2024-02-19
Horticultural | H-RLB3VX | SpectraGrow Inc. | SpectraGrow™ | SGL-SLIM | SGL-SLIM-60W-FR-UL-DC-WWW | 3 | IIIORZ | TRUE | Indoor (Non-stacked), Indoor (Stacked), Greenhouse | Top light, Intra-canopy | Sole-Source, Supplemental | DC | 40 | 1.99 | 1.65 |  | 5 | 45.6 in |  | 2024-03-11 |  | Horticultural Lighting Fixture | 48 | 54 | No | TRUE |  | 139 | 0 | 139.3 | 29 | 29 | 81 | 12 | 152 |  | 2.5 | 2.19 | 2.72 |  |  |  |  | 139 | 29 | 29 | 81 | 12 | 152 |  | 2.5 | 2.72 | 56 | 55.7 | 0 |  |  | 1 | 64 |  |  | 55.72 | 50.7 |  |  | 1.1 | DC input power | No | [7 empty] | No |  |  |  |  | DC input power | [19 empty] | No | [20 empty] | 2024-03-11
Horticultural | H-RNC8NL | All purpose LED Grow Lights international ltd | AELIUS LED | Matrx 420F XR | M420F | 3 | IIIOTW | TRUE | Indoor (Non-stacked), Indoor (Stacked), Greenhouse | Top light, Intra-canopy | Sole-Source, Supplemental | AC | 35 | 41.38 | 3.07 |  | 5 | 43.2 in |  | 2024-02-19 |  | Horticultural Lighting Fixture | 220 | 277 | No | TRUE | 3.06 | 1287 | 0 | 1287 | 249 | 457 | 582 | 19 | [8 empty] | 3.06 | 1287 | 249 | 457 | 582 | 19 |  |  |  |  | 420 | 420 | 0 | 0.984 | 10 |  |  |  |  | 420 | 220 | 0.973 | 10.9 |  | 0-10V Other Protocol, PWM | Dim to Off | RJ-12 |  |  |  | TRUE |  |  | No |  |  |  |  | PWM | [8 empty] | TRUE | [9 empty] | TRUE | No | [20 empty] | 2024-02-19
Horticultural | H-S5GL2R | Shenzhen Number Energy Saving Corporation | NANOLUX |  | LED SN1200 Pro | 3 | FFFKHK |  | Indoor (Non-stacked), Indoor (Stacked), Greenhouse | Top light | Sole-Source, Supplemental | AC | 35 | 43.7 | 2.36 |  | 5 | 44.4 in |  | 2024-03-22 |  | Horticultural Lighting Fixture | 120 | 277 | Yes | TRUE | 2.9 | 3512 | 351.2 | 3512 | 793 | 1331 | 1390 | 172 | [18 empty] | 1200 | 1200 | 120 | 0.993 | 9 | [9 empty] | 0-10V IEC60929 Annex E | No | RJ-12 |  |  | TRUE |  |  |  | No | [13 empty] | TRUE | [10 empty] | No | [20 empty] | 2024-03-22
Horticultural | H-TLG8L8 | Alionco Tech Inc | Alionco | Diode In-1200X | Diode In-1200X | 3 | IIIOUD |  | Indoor (Non-stacked) | Top light, Intra-canopy | Sole-Source, Supplemental | AC | 40 | 43.64 | 1.33 |  | 5 | 72.0 in |  | 2024-03-07 |  | Horticultural Lighting Fixture | 100 | 277 | No | TRUE | 2.82 | 3337 | 0 | 3337 | 703 | 1080 | 1556 | 178 | [18 empty] | 1200 | 1200 | 0 | 0.953 | 11.1 | [9 empty] | 0-10V Other Protocol | Dim to Off | RJ-11 |  |  |  | TRUE |  |  | No | [12 empty] | TRUE | [10 empty] | TRUE | No | [20 empty] | 2024-03-07
Horticultural | H-TWDWM9 | GML Solutions Ltd. | Grand Master LEDs | Tarantula Greenhouse 1000 HV | GMLL1000W2I1B01E2 | 3 | UUUVRB | TRUE | Indoor (Non-stacked), Greenhouse | Top light | Sole-Source, Supplemental | AC | 40 | 11.89 | 5.48 |  | 5 | 31.2 in |  | 2024-02-21 |  | Horticultural Lighting Fixture | 277 | 480 | No | TRUE | 3.19 | 3197 | 0 | 3197 | 655 | 885 | 1657 | 41 | [8 empty] | 3.19 | 3197 | 655 | 885 | 1657 | 41 |  |  |  |  | 1002 | 1002 | 0 | 0.996 | 5 |  |  |  |  | 1002 | 277 | 0.996 | 4.6 |  | 0-10V IEC60929 Annex E | Dim to Off | Flying Leads |  |  | TRUE |  |  |  | No | [17 empty] | TRUE | [5 empty] | TRUE | No | [20 empty] | 2024-02-21
Horticultural | H-V78R23 | Heliospectra AB | heliospectra | MitraX R40 800W | MIX8R40 | 3 | UUUVRK | TRUE | Indoor (Non-stacked), Indoor (Stacked), Greenhouse | Top light | Sole-Source, Supplemental | DC | 45 | 3.8 | 2.6 |  | 5 | 40.8 in |  | 2024-03-18 |  | Horticultural Lighting Fixture | 48 | 48 | No | TRUE |  | 1072 | 216 | 1072 | 276 | 388 | 408 | 15 |  |  | 2.695 | 2.358 | [5 empty] | 1072 | 276 | 388 | 408 | 15 |  |  | 2.695 |  | 397.8 | 397.8 | 80 |  |  | 8.085 | 454.6 |  |  | 397.8 | 49.2 |  |  |  | 0-10V IEC60929 Annex E, PWM Singal, Adelphi | No | Wireless Radio, Inventronic RS232, Adelphi |  |  | TRUE |  |  |  | No |  |  |  |  | PWM Singal | [6 empty] | Adelphi | [7 empty] | Inventronic RS232 | TRUE |  | Adelphi |  | No | [20 empty] | 2024-03-18
Horticultural | H-V946FG | All purpose LED Grow Lights international ltd | AELIUS LED | Matrx 730F XR HV | M730FH | 3 | IIIOTW |  | Indoor (Non-stacked), Indoor (Stacked), Greenhouse | Top light, Intra-canopy | Sole-Source, Supplemental | AC | 35 | 41.38 | 3.07 |  | 5 | 43.2 in |  | 2024-02-19 |  | Horticultural Lighting Fixture | 220 | 480 | No | TRUE | 3.14 | 2293 | 0 | 2293 | 440 | 798 | 1055 | 35 | [18 empty] | 731 | 731 | 0 | 0.996 | 5 | [9 empty] | 0-10V Other Protocol, PWM | Dim to Off | RJ-12 |  |  |  | TRUE |  |  | No |  |  |  |  | PWM | [8 empty] | TRUE | [9 empty] | TRUE | No | [20 empty] | 2024-02-19
Horticultural | H-WKMPT6 | PACZ EMPIRE CORPORATION | PACZ | Horticultural Luminaire | PZ 4X4 800SA | 3 | IIIOUC | TRUE | Indoor (Non-stacked) | Top light | Sole-Source | AC | 40 | 48 | 2.78 |  | 5 | 48.0 in |  | 2024-02-29 |  | Horticultural Lighting Fixture | 100 | 277 | No | TRUE | 2.81 | 2105 | 0 | 2105 | 287 | 870 | 951 | 54 | [8 empty] | 2.81 | 2105 | 287 | 870 | 951 | 54 |  |  |  |  | 800 | 800 | 0 | 0.978 | 5 |  |  |  |  | 748.5 | 120 | 0.978 | 5.3 |  | 0-10V ANSI C137.1 (8V), 0-10V ANSI C137.1 (9V) | Dim to Off, Manual Dimming | RJ-14, RJ-45 | TRUE | TRUE |  |  |  |  | No | [14 empty] | TRUE | TRUE | [7 empty] | TRUE | No | TRUE | [19 empty] | 2024-02-29
Horticultural | H-XV5M01 | Fluence Bioengineering | Fluence | SPYDR | SR-2I47-I-[HV,HVG]-[Blank,XXX]-[S,B,R] | 3 | WWWXUG |  | Indoor (Non-stacked), Indoor (Stacked) | Top light | Sole-Source | AC | 35 | 42.8 | 4 |  | 5 | 46.8 in |  | 2024-02-28 |  | Horticultural Lighting Fixture | 277 | 480 | No | TRUE | 2.66 | 1702 | 0 | 1701.9 | 302 | 707 | 692 | 39 | 1742 | 2.73 | [16 empty] | 639 | 639 | 1W | 0.996 | 7 | [9 empty] | 0-10V Other Protocol | Dim to Off | M12 |  |  |  | TRUE |  |  | No | [19 empty] | M12 |  |  |  | TRUE | No | [18 empty] | Horizontal |  | 2024-04-18
Horticultural | H-Y10M1G | GML Solutions Ltd. | Grand Master LEDs | Tarantula Torch 730 HV | GMLL0730W6I1A17E2 | 3 | RRRYCS | TRUE | Indoor (Non-stacked), Indoor (Stacked) | Top light | Sole-Source | AC | 40 | 43.66 | 3.64 |  | 5 | 44.4 in |  | 2024-02-27 |  | Horticultural Lighting Fixture | 277 | 480 | No | TRUE | 2.74 | 2032 | 0 | 2032 | 371 | 765 | 895 | 127 | [8 empty] | 2.74 | 2023 | 371 | 765 | 895 | 127 |  |  |  |  | 741 | 741 | 0 | 0.994 | 3.6 |  |  |  |  | 741.2 | 277 | 0.994 | 3.6 |  | 0-10V IEC60929 Annex E, knob | Dim to Off, Manual Dimming | RJ-14 |  |  | TRUE |  |  |  | No |  |  |  |  | knob | [9 empty] | TRUE | [8 empty] | TRUE | No | TRUE | [19 empty] | 2024-02-27
Horticultural | H-YKD6W7 | GML Solutions Ltd. | Grand Master LEDs | Tarantula Greenhouse 730 HV | GMLL0730W1I1E01E2 | 3 | UUUVRC | TRUE | Indoor (Non-stacked), Greenhouse | Top light | Sole-Source, Supplemental | AC | 40 | 3.55 | 2.76 |  | 5 | 44.4 in |  | 2024-02-21 |  | Horticultural Lighting Fixture | 277 | 480 | No | TRUE | 3.17 | 2339 | 0 | 2339 | 465 | 655 | 1218 | 30 | [8 empty] | 3.17 | 2339 | 465 | 655 | 1218 | 30 |  |  |  |  | 737 | 737 | 0 | 0.994 | 10 |  |  |  |  | 737.3 | 277 | 0.994 | 10.1 |  | 0-10V IEC60929 Annex E | Dim to Off | Flying Leads |  |  | TRUE |  |  |  | No | [17 empty] | TRUE | [5 empty] | TRUE | No | [20 empty] | 2024-02-21
Horticultural | H-YLRDQY | GML Solutions Ltd. | Grand Master LEDs | Tarantula Greenhouse 730 RED HV | GMLL0730W1I1C11E2 | 3 | UUUVRE | TRUE | Indoor (Non-stacked), Greenhouse | Top light | Sole-Source, Supplemental | AC | 40 | 3.55 | 2.76 |  | 5 | 44.4 in |  | 2024-02-22 |  | Horticultural Lighting Fixture | 277 | 480 | No | TRUE | 3.58 | 2626 | 0 | 2626 | 144 | 4 | 2478 | 7 | [8 empty] | 3.58 | 2626 | 144 | 4 | 2478 | 7 |  |  |  |  | 733 | 733 | 0 | 0.994 | 10 |  |  |  |  | 733.2 | 277 | 0.994 | 10.1 |  | 0-10V IEC60929 Annex E | Dim to Off | Flying Leads |  |  | TRUE |  |  |  | No | [17 empty] | TRUE | [5 empty] | TRUE | No | [20 empty] | 2024-02-22
Horticultural | H-YR37P7 | Shenzhen Number Energy Saving Corporation | NANOLUX |  | LED SN720 Pro | 3 | FFFKHK |  | Indoor (Non-stacked), Indoor (Stacked), Greenhouse | Top light | Sole-Source, Supplemental | AC | 35 | 43.7 | 2.36 |  | 5 | 44.4 in |  | 2024-03-22 |  | Horticultural Lighting Fixture | 120 | 277 | Yes | TRUE | 2.9 | 2232 | 223.2 | 2232 | 471 | 895 | 868 | 133 | [18 empty] | 720 | 720 | 72 | 0.98 | 12 | [9 empty] | 0-10V IEC60929 Annex E | No | RJ-12 |  |  | TRUE |  |  |  | No | [13 empty] | TRUE | [10 empty] | No | [20 empty] | 2024-03-22
Horticultural | H-YY9K05 | Shenzhen Xinshengyang Opto-electronics Technology Co.,Ltd. | Luxgrow | LPTC series Horticultural | LPTC640S-TT | 3 | UUUVRF | TRUE | Greenhouse | Top light | Supplemental | AC | 45 | 5.98 | 7.72 |  | 5 | 38.4 in |  | 2024-02-22 |  | Horticultural Lighting Fixture | 100 | 277 | No | TRUE | 2.44 | 1550 | 0 | 1550 | 192 | 589 | 770 | 59 | [8 empty] | 2.44 | 1550 | 192 | 589 | 770 | 59 |  |  |  |  | 637 | 637 | 0 | 0.998 | 6 |  |  |  |  | 636.5 | 120 | 0.998 | 6 |  | 0-10V IEC60929 Annex E | Dim to Off | Terminal Block |  |  | TRUE |  |  |  | No | [18 empty] | TRUE |  |  |  |  | TRUE | No | [20 empty] | 2024-02-22
Horticultural | H-Z4C7GT | All purpose LED Grow Lights international ltd | AELIUS LED | Matrx 730F XR | M730F | 3 | IIIOTW | TRUE | Indoor (Non-stacked), Indoor (Stacked), Greenhouse | Top light, Intra-canopy | Sole-Source, Supplemental | AC | 35 | 41.38 | 3.07 |  | 5 | 43.2 in |  | 2024-02-19 |  | Horticultural Lighting Fixture | 220 | 277 | No | TRUE | 3.03 | 2201 | 0 | 2201 | 424 | 765 | 1012 | 34 | [8 empty] | 3.03 | 2201 | 424 | 765 | 1012 | 34 |  |  |  |  | 726 | 726 | 0 | 0.985 | 12 |  |  |  |  | 726.3 | 220 | 0.974 | 8.9 |  | 0-10V Other Protocol, PWM | Dim to Off | RJ-12 |  |  |  | TRUE |  |  | No |  |  |  |  | PWM | [8 empty] | TRUE | [9 empty] | TRUE | No | [20 empty] | 2024-03-29
Horticultural | H-ZNPZFL | Growgenics LLC | Growgenics | Horticultural Luminaires | GHP-640W-1 | 3 | IIIOUB | TRUE | Greenhouse | Top light | Supplemental | AC | 45 | 5.98 | 7.72 |  | 5 | 38.4 in |  | 2024-02-29 |  | Horticultural Lighting Fixture | 100 | 277 | No | TRUE | 2.44 | 1550 | 0 | 1550 | 192 | 589 | 770 | 59 | [8 empty] | 2.44 | 1550 | 192 | 589 | 770 | 59 |  |  |  |  | 637 | 637 | 0 | 0.998 | 6 |  |  |  |  | 636.5 | 120 | 0.954 | 9.7 |  | 0-10V IEC60929 Annex E | Dim to Off | Terminal Block |  |  | TRUE |  |  |  | No | [18 empty] | TRUE |  |  |  |  | TRUE | No | [20 empty] | 2024-02-29
Horticultural | H-09W45G | All purpose LED Grow Lights international ltd | AELIUS LED | Aelius REDD700 34 | AR734 | 3 | IIIOTV | TRUE | Indoor (Non-stacked), Indoor (Stacked), Greenhouse | Top light, Intra-canopy | Sole-Source, Supplemental | AC | 35 | 18.98 | 2.95 |  | 5 | 25.2 in |  | 2024-02-19 |  | Horticultural Lighting Fixture | 220 | 480 | No | TRUE | 3.22 | 2245 | 0 | 2245 | 412 | 629 | 1204 | 144 | [8 empty] | 3.22 | 2245 | 412 | 629 | 1204 | 144 |  |  |  |  | 697 | 697 | 0 | 0.997 | 5 |  |  |  |  | 697.2 | 220 | 0.924 | 9.4 |  | 0-10V Other Protocol, PWM | Dim to Off | RJ-12 |  |  |  | TRUE |  |  | No |  |  |  |  | PWM | [8 empty] | TRUE | [9 empty] | TRUE | No | [20 empty] | 2024-02-19
Horticultural | H-0BJUFG | Demegrow, Inc. | NETAFIM | Elevate-4F | DEMEGROW-G8-BAS2-U | 3 | RRRYFO | TRUE | Indoor (Non-stacked), Indoor (Stacked), Greenhouse | Top light, Intra-canopy, Vertical | Sole-Source, Supplemental | AC | 25 | 23 | 3 |  | 5 | 48.0 in |  | 2024-01-31 |  | Horticultural Lighting Fixture | 120 | 277 | No | TRUE | 2.52 | 833 | 0 | 833 | 107 | 306 | 426 | 15 | [8 empty] | 2.52 | 833 | 107 | 305 | 422 | 15 |  |  |  |  | 331 | 331 | 0.5 | 0.966 | 10.9 |  |  |  |  | 330.89 | 120 | 0.966 | 10.9 |  | 0-10V IEC60929 Annex E, 0 | Dim to Off | CHOGORI Connector, 0 |  |  | TRUE |  |  |  | No |  |  |  |  | 0 | [6 empty] | 0 | [7 empty] | CHOGORI Connector |  |  | 0 | TRUE | No | [20 empty] | 2024-01-31
Horticultural | H-0XJD18 | MechaTronix | MechaTronix | Horticultural Lighting Series | Coolstack Boost DUAL 5RBHW+FR HC | 3 | UUUVQZ | TRUE | Indoor (Non-stacked), Indoor (Stacked), Greenhouse | Top light, Intra-canopy | Sole-Source, Supplemental | AC | 30 | 6.69 | 6.32 |  | 10 | 39.6 in |  | 2024-02-16 |  | Horticultural Lighting Fixture | 277 | 480 | Yes | TRUE | 3.07 | 3146 | 0 | 2901 | 220 | 109 | 2819 | 9 | [8 empty] | 3.06 | 3146 | 220 | 109 | 2819 | 9 |  |  |  |  | 1027 | 1027 | 0 | 0.984 | 11.3 |  |  |  |  | 1027.1 | 277 | 0.994 |  |  | Bluetooth - Manufacturer Specific | Dim to Off | Wireless Radio | [6 empty] | No | [8 empty] | TRUE | [11 empty] | TRUE |  |  | TRUE | No | [20 empty] | 2024-02-16
Horticultural | H-190QKC | Starsteck Ltd | StarLake |  | GL03-840W-H-ES-10D | 3 | UUUVQY |  | Indoor (Non-stacked) | Top light, Intra-canopy | Sole-Source, Supplemental | AC | 40 | 42.54 | 2.78 |  | 5 | 43.2 in |  | 2024-02-13 |  | Horticultural Lighting Fixture | 100 | 277 | No | TRUE | 2.82 | 2332 | 0 | 2332 | 388 | 748 | 1198 | 120 | [18 empty] | 840 | 840 | 0 | 0.951 | 10.6 | [9 empty] | 0-10V Other Protocol | Dim to Off | RJ-11 |  |  |  | TRUE |  |  | No | [12 empty] | TRUE | [10 empty] | TRUE | No | [20 empty] | 2024-02-13
Horticultural | H-1SL71R | Grow Pros Solutions | GROW PROS SOLUTIONS |  | GPS-UCL-125W | 3 | PPPTZJ | TRUE | Indoor (Non-stacked), Greenhouse | Top light | Sole-Source, Supplemental | AC | 40 | 2.87 | 3.19 |  | 5 | 48.0 in |  | 2024-02-13 |  | Horticultural Lighting Fixture | 120 | 277 | No | TRUE | 2.6 | 298 | 81.4 | 297.8 | 57 | 125 | 116 | 12 | [8 empty] | 2.6 | 298 | 57 | 125 | 116 | 12 |  |  |  |  | 114 | 114 | 31.3 | 0.999 | 3 |  |  |  |  | 114.2 | 120 | 0.952 | 6.3 |  | 0-10V IEC60929 Annex E | No | RJ-12 |  |  | TRUE |  |  |  | No | [13 empty] | TRUE | [10 empty] | No | [20 empty] | 2024-02-13
Horticultural | H-5GZNK0 | Signify North America Corporation – Horti LED | Philips | GreenPower LED Top Lighting Linear | GPL TLL 720 DRW_EBW 277-400V 2.2D | 3 | RRRYFF | TRUE | Indoor (Non-stacked), Indoor (Stacked), Greenhouse | Top light | Sole-Source, Supplemental | AC | 40 | 2.2 | 3.2 |  | 5 | 50.4 in |  | 2024-01-23 |  | Horticultural Lighting Fixture | 277 | 400 | No | TRUE | 3.03 | 713 | 72 | 720 | 143 | 143 | 428 | 7 | 720 | 3.06 | [6 empty] | 2.91 | 690 | 135 | 140 | 415 | 8 | 700 | 2.95 |  |  | 235 | 235 | 25 | 0.95 | 15 |  |  |  |  | 237 | 277 | 1 | 8.3 |  | Power Line Communication, No | No | Mains Cable + Wieland Connector, No | [6 empty] | No |  |  |  |  | Power Line Communication | [6 empty] | No | [7 empty] | Mains Cable + Wieland Connector |  |  | No |  | No | [20 empty] | 2024-01-23
Horticultural | H-5L4DFL | All purpose LED Grow Lights international ltd | AELIUS LED | Aelius REDD1000 30 | AR1300 | 3 | IIIOTY | TRUE | Indoor (Non-stacked), Indoor (Stacked), Greenhouse | Top light, Intra-canopy | Sole-Source, Supplemental | AC | 35 | 18.98 | 2.95 |  | 5 | 25.2 in |  | 2024-02-19 |  | Horticultural Lighting Fixture | 220 | 277 | No | TRUE | 2.93 | 2868 | 0 | 2868 | 538 | 818 | 1512 | 168 | [8 empty] | 2.93 | 2868 | 538 | 818 | 1512 | 168 |  |  |  |  | 979 | 979 | 0 | 0.989 | 9 |  |  |  |  | 979.1 | 220 | 0.972 | 11.3 |  | 0-10V Other Protocol, PWM | Dim to Off | RJ-12 |  |  |  | TRUE |  |  | No |  |  |  |  | PWM | [8 empty] | TRUE | [9 empty] | TRUE | No | [20 empty] | 2024-02-19
Horticultural | H-75P0FY | SINOWELL INC | FLEXSTAR | Electronic Horticultural LED Fixture | FLEXSTAR 645W SE | 3 | IIIOTL | TRUE | Indoor (Non-stacked), Indoor (Stacked), Greenhouse | Top light | Sole-Source, Supplemental | AC | 35 | 43.5 | 3.2 |  | 5 | 48.0 in |  | 2024-01-29 |  | Horticultural Lighting Fixture | 208 | 277 | No | TRUE | 2.54 | 1652 | 0 | 1652 | 314 | 670 | 668 | 40 | [8 empty] | 2.54 | 1652 | 314 | 671 | 668 | 40 |  |  |  |  | 645 | 645 | 0 | 0.9 | 20 |  |  |  |  | 650.2 | 208 | 0.978 | 6.7 |  | 0-10V IEC60929 Annex E, 0-10V ANSI C137.1 (8V), 0-10V ANSI C137.1 (9V) | Dim to Off, Manual Dimming | RJ-11, RJ-12 | TRUE | TRUE | TRUE |  |  |  | No | [12 empty] | TRUE | TRUE | [9 empty] | TRUE | No | TRUE | [19 empty] | 2024-01-29
Horticultural | H-7R6HSD | All purpose LED Grow Lights international ltd | AELIUS LED | 202-60NF | 202-60NF | 3 | RRRYFP | TRUE | Indoor (Non-stacked), Indoor (Stacked), Greenhouse | Top light, Intra-canopy | Sole-Source, Supplemental | AC | 35 | 1.79 | 2.56 |  | 5 | 46.8 in |  | 2024-01-31 |  | Horticultural Lighting Fixture | 220 | 277 | No | TRUE | 2.9 | 174 | 0 | 174 | 31 | 71 | 72 | 3 | [8 empty] | 2.87 | 174 | 31 | 71 | 72 | 3 |  |  |  |  | 61 | 61 | 0 | 0.975 | 14 |  |  |  |  | 60.57 | 220 | 0.975 | 14 |  | 0-10V Other Protocol | Dim to Off | AWG22 |  |  |  | TRUE |  |  | No | [19 empty] | AWG22 |  |  |  | TRUE | No | [20 empty] | 2024-01-31
Horticultural | H-7ZRPRJ | Starsteck Ltd | StarLake |  | GL03-740W-H-GH-10D | 3 | UUUVQY | TRUE | Indoor (Non-stacked) | Top light, Intra-canopy | Sole-Source, Supplemental | AC | 40 | 42.99 | 1.33 |  | 5 | 48.0 in |  | 2024-02-13 |  | Horticultural Lighting Fixture | 100 | 277 | No | TRUE | 2.81 | 2057 | 0 | 2057 | 433 | 666 | 960 | 110 | [8 empty] | 2.81 | 2057 | 433 | 666 | 960 | 110 |  |  |  |  | 740 | 740 | 0 | 0.966 | 11.2 |  |  |  |  | 731.3 | 120 | 0.995 | 6.8 |  | 0-10V Other Protocol | Dim to Off | RJ-11 |  |  |  | TRUE |  |  | No | [12 empty] | TRUE | [10 empty] | TRUE | No | [20 empty] | 2024-02-13
Horticultural | H-80K8QZ | All purpose LED Grow Lights international ltd | AELIUS LED | 202-60F | 202-60F | 3 | RRRYFM | TRUE | Indoor (Non-stacked), Indoor (Stacked), Greenhouse | Top light, Intra-canopy | Sole-Source, Supplemental | AC | 35 | 1.79 | 2.56 |  | 5 | 46.8 in |  | 2024-01-31 |  | Horticultural Lighting Fixture | 220 | 277 | No | TRUE | 2.6 | 161 | 0 | 160.5 | 31 | 65 | 65 | 12 | [8 empty] | 2.64 | 161 | 31 | 65 | 65 | 12 |  |  |  |  | 61 | 61 | 0 | 0.975 | 15 |  |  |  |  | 60.82 | 220 | 0.975 | 14.6 |  | 0-10V Other Protocol | Dim to Off | AWG22 |  |  |  | TRUE |  |  | No | [19 empty] | AWG22 |  |  |  | TRUE | No | [20 empty] | 2024-01-31
Horticultural | H-8W218Q | Starsteck Ltd | StarLake |  | GL03-1000W-H-GH-10D | 3 | UUUVQY |  | Indoor (Non-stacked) | Top light, Intra-canopy | Sole-Source, Supplemental | AC | 40 | 43.14 | 1.33 |  | 5 | 48.0 in |  | 2024-02-13 |  | Horticultural Lighting Fixture | 100 | 277 | No | TRUE | 2.82 | 2793 | 0 | 2793 | 594 | 904 | 1297 | 152 | [18 empty] | 1000 | 1000 | 0 | 0.948 | 10.2 | [9 empty] | 0-10V Other Protocol | Dim to Off | RJ-11 |  |  |  | TRUE |  |  | No | [12 empty] | TRUE | [10 empty] | TRUE | No | [20 empty] | 2024-02-13
Horticultural | H-90RFWR | All purpose LED Grow Lights international ltd | AELIUS LED | Aelius REDD1000 34 | AR1340 | 3 | IIIOTV | TRUE | Indoor (Non-stacked), Indoor (Stacked), Greenhouse | Top light, Intra-canopy | Sole-Source, Supplemental | AC | 35 | 18.98 | 2.95 |  | 5 | 25.2 in |  | 2024-02-19 |  | Horticultural Lighting Fixture | 220 | 277 | No | TRUE | 3.22 | 3132 | 0 | 3132 | 583 | 890 | 1658 | 196 | [8 empty] | 3.22 | 3132 | 583 | 890 | 1658 | 196 |  |  |  |  | 973 | 973 | 0 | 0.988 | 10 |  |  |  |  | 972.9 | 220 | 0.972 | 12.4 |  | 0-10V Other Protocol, PWM | Dim to Off | RJ-12 |  |  |  | TRUE |  |  | No |  |  |  |  | PWM | [8 empty] | TRUE | [9 empty] | TRUE | No | [20 empty] | 2024-02-19
Horticultural | H-9141XT | Starsteck Ltd | StarLake |  | GL03-1600W-H-ID-10D | 3 | UUUVQY | TRUE | Indoor (Non-stacked) | Top light, Intra-canopy | Sole-Source, Supplemental | AC | 40 | 43.64 | 1.33 |  | 5 | 96.0 in |  | 2024-02-13 |  | Horticultural Lighting Fixture | 100 | 277 | No | TRUE | 2.81 | 4447 | 0 | 4447 | 948 | 1437 | 2064 | 241 | [8 empty] | 2.81 | 4447 | 948 | 1437 | 2064 | 241 |  |  |  |  | 1600 | 1600 | 0 | 0.952 | 11.8 |  |  |  |  | 1584 | 120 | 0.995 | 8.3 |  | 0-10V Other Protocol | Dim to Off | RJ-11 |  |  |  | TRUE |  |  | No | [12 empty] | TRUE | [10 empty] | TRUE | No | [20 empty] | 2024-02-13
Horticultural | H-A427LD | Shenzhen Grandyield Technology Co., Ltd | KINGROWLEDS |  | KL730W[27,48]VXXDYY | 3 | UUUVQQ | TRUE | Indoor (Non-stacked), Indoor (Stacked), Greenhouse | Top light | Supplemental | AC | 40 | 4.76 | 4.65 |  | 5 | 37.2 in |  | 2024-01-29 |  | Horticultural Lighting Fixture | 120 | 480 | No | TRUE | 2.8 | 2042 | 0 | 2042 | 326 | 863 | 855 | 50 | [8 empty] | 2.8 | 2042 | 326 | 863 | 855 | 50 |  |  |  |  | 730 | 730 | 0 | 0.976 | 6.8 |  |  |  |  | 729.2 | 120 | 0.999 | 5.6 |  | 0-10V Other Protocol | Dim to Off | Flying Leads |  |  |  | TRUE |  |  | No | [17 empty] | TRUE | [5 empty] | TRUE | No | [20 empty] | 2024-01-29
Horticultural | H-B6TNDH | Starsteck Ltd | StarLake |  | GL03-1200W-H-GH-10D | 3 | UUUVQY |  | Indoor (Non-stacked) | Top light, Intra-canopy | Sole-Source, Supplemental | AC | 40 | 43.64 | 1.33 |  | 5 | 72.0 in |  | 2024-02-13 |  | Horticultural Lighting Fixture | 100 | 277 | No | TRUE | 2.81 | 3351 | 0 | 3351 | 717 | 1083 | 1553 | 183 | [18 empty] | 1200 | 1200 | 0 | 0.951 | 11.2 | [9 empty] | 0-10V Other Protocol | Dim to Off | RJ-11 |  |  |  | TRUE |  |  | No | [12 empty] | TRUE | [10 empty] | TRUE | No | [20 empty] | 2024-02-13
Horticultural | H-BTGZJW | MechaTronix | MechaTronix | Horticultural Lighting Series | CoolStack MAX DYNAMIC 5RB+HW+FR REC WB | 3 | IIIOTK | TRUE | Indoor (Non-stacked), Indoor (Stacked), Greenhouse | Top light, Intra-canopy | Sole-Source, Supplemental | AC | 30 | 6.69 | 6.33 |  | 10 | 44.4 in |  | 2024-01-22 |  | Horticultural Lighting Fixture | 277 | 480 | Yes | TRUE | 3.15 | 3868 | 0 | 4471 | 252 | 220 | 3400 | 352 | [8 empty] | 3.15 | 3868 | 252 | 220 | 3400 | 352 |  |  |  |  | 1229.6 | 1263 | 0 | 0.981 | 10 |  |  |  |  | 1229.6 | 277 | 0.981 | 9.6 |  | Bluetooth - Manufacturer Specific | Dim to Off | Wireless Radio | [6 empty] | No | [8 empty] | TRUE | [11 empty] | TRUE |  |  | TRUE | No | [20 empty] | 2024-01-22
Horticultural | H-C20WM2 | Starsteck Ltd | StarLake |  | GL03-740W-H-ID-10D | 3 | UUUVQY | TRUE | Indoor (Non-stacked) | Top light, Intra-canopy | Sole-Source, Supplemental | AC | 40 | 42.99 | 1.33 |  | 5 | 48.0 in |  | 2024-02-13 |  | Horticultural Lighting Fixture | 100 | 277 | No | TRUE | 2.82 | 2049 | 0 | 2049 | 433 | 662 | 955 | 111 | [8 empty] | 2.82 | 2049 | 433 | 662 | 955 | 111 |  |  |  |  | 740 | 740 | 0 | 0.962 | 11.4 |  |  |  |  | 727.5 | 120 | 0.995 | 6.5 |  | 0-10V Other Protocol | Dim to Off | RJ-11 |  |  |  | TRUE |  |  | No | [12 empty] | TRUE | [10 empty] | TRUE | No | [20 empty] | 2024-02-13
Horticultural | H-CLKDJ8 | MechaTronix | MechaTronix | Horticultural Lighting Series | Coolstack Boost DUAL 5RBHW+FR HCP | 3 | UUUVQZ | TRUE | Indoor (Non-stacked), Indoor (Stacked), Greenhouse | Top light, Intra-canopy | Sole-Source, Supplemental | AC | 30 | 6.69 | 6.32 |  | 10 | 39.6 in |  | 2024-02-16 |  | Horticultural Lighting Fixture | 277 | 480 | Yes | TRUE | 2.82 | 2890 | 0 | 2667.3 | 200 | 100 | 2592 | 9 | [8 empty] | 2.82 | 2890 | 200 | 100 | 2592 | 9 |  |  |  |  | 1026 | 1026 | 0 | 0.984 | 11.3 |  |  |  |  | 1026.2 | 277 | 0.994 | 10 |  | Bluetooth - Manufacturer Specific | Dim to Off | Wireless Radio | [6 empty] | No | [8 empty] | TRUE | [11 empty] | TRUE |  |  | TRUE | No | [20 empty] | 2024-02-16
Horticultural | H-CLVXVB | Starsteck Ltd | StarLake |  | GL03-1200W-H-ID-10D | 3 | UUUVQY |  | Indoor (Non-stacked) | Top light, Intra-canopy | Sole-Source, Supplemental | AC | 40 | 43.64 | 1.33 |  | 5 | 72.0 in |  | 2024-02-13 |  | Horticultural Lighting Fixture | 100 | 277 | No | TRUE | 2.82 | 3337 | 0 | 3337 | 703 | 1080 | 1556 | 178 | [18 empty] | 1200 | 1200 | 0 | 0.953 | 11.1 | [9 empty] | 0-10V Other Protocol | Dim to Off | RJ-11 |  |  |  | TRUE |  |  | No | [12 empty] | TRUE | [10 empty] | TRUE | No | [20 empty] | 2024-02-13
Horticultural | H-DHGND8 | Starsteck Ltd | StarLake |  | GL03-1600W-H-GH-10D | 3 | UUUVQY |  | Indoor (Non-stacked) | Top light, Intra-canopy | Sole-Source, Supplemental | AC | 40 | 43.64 | 1.33 |  | 5 | 96.0 in |  | 2024-02-13 |  | Horticultural Lighting Fixture | 100 | 277 | No | TRUE | 2.81 | 4463 | 0 | 4463 | 941 | 1437 | 2087 | 245 | [18 empty] | 1600 | 1600 | 0 | 0.954 | 12.3 | [9 empty] | 0-10V Other Protocol | Dim to Off | RJ-11 |  |  |  | TRUE |  |  | No | [12 empty] | TRUE | [10 empty] | TRUE | No | [20 empty] | 2024-02-13
Horticultural | H-F40HKQ | Starsteck Ltd | StarLake |  | GL03-1600W-H-ES-10D | 3 | UUUVQY | TRUE | Indoor (Non-stacked) | Top light, Intra-canopy | Sole-Source, Supplemental | AC | 40 | 43.64 | 1.33 |  | 5 | 96.0 in |  | 2024-02-13 |  | Horticultural Lighting Fixture | 100 | 277 | No | TRUE | 2.81 | 4455 | 0 | 4455 | 748 | 1429 | 2280 | 229 | [8 empty] | 2.81 | 4455 | 748 | 1429 | 2280 | 229 |  |  |  |  | 1600 | 1600 | 0 | 0.956 | 11.9 |  |  |  |  | 1586 | 120 | 0.995 | 8.1 |  | 0-10V Other Protocol | Dim to Off | RJ-11 |  |  |  | TRUE |  |  | No | [12 empty] | TRUE | [10 empty] | TRUE | No | [20 empty] | 2024-02-13
Horticultural | H-FPL909 | Grow Light Science LLC | Grow Light Science |  | GLS-PG-4200-HB-C | 3 | PPPTZH | TRUE | Greenhouse | Top light | Supplemental | DC | 35 | 33.8 | 2.8 |  | 5 | 44.4 in |  | 2024-01-23 |  | Horticultural Lighting Fixture | 232 | 232 | No | TRUE |  | 4885 | 500 | 4885 | 845 | 1821 | 2221 | 104 |  |  | 3.13 | 2.8 | [5 empty] | 4885 | 845 | 1821 | 2221 | 104 |  |  | 3.131 |  | 1560 | 1560 | 160 |  |  | 7 | 1748 | AC-derated performance is 89.26% efficiency at 39.9% loading on a 4000W power source at 180V | 2 1560W fixtures operating at 232V Parallel-wired with 9.87 feet of 18 AWG cabling to a 4000W power source limits cabling losses to 0.46% | 1560 | 230 | 0.921 | 13.2 | 6.783 | 0-10V Other Protocol | No | RJ-12 |  |  |  | TRUE |  |  | No | [13 empty] | TRUE | [10 empty] | No | [20 empty] | 2024-01-23
Horticultural | H-FX2C0S | SINOWELL INC | FLEXSTAR | Electronic Horticultural LED Fixture | FLEXSTAR 720W SE | 3 | IIIOTL |  | Indoor (Non-stacked), Indoor (Stacked), Greenhouse | Top light | Sole-Source, Supplemental | AC | 35 | 43.5 | 4.2 |  | 5 | 48.0 in |  | 2024-01-29 |  | Horticultural Lighting Fixture | 208 | 277 | No | TRUE | 2.62 | 1921 | 0 | 1921 | 365 | 776 | 780 | 45 | [18 empty] | 720 | 720 | 0 | 0.9 | 20 | [9 empty] | 0-10V IEC60929 Annex E, 0-10V ANSI C137.1 (8V), 0-10V ANSI C137.1 (9V) | Dim to Off, Manual Dimming | RJ-11, RJ-12 | TRUE | TRUE | TRUE |  |  |  | No | [12 empty] | TRUE | TRUE | [9 empty] | TRUE | No | TRUE | [19 empty] | 2024-01-29
Horticultural | H-GTBEPF | Guangdong Sanqi Technology Co., Ltd. | EVERGLOW LIGHTING | LED Grow Light | SQ1000-GD.XX | 3 | UUUVTX | TRUE | Indoor (Non-stacked), Indoor (Stacked), Greenhouse | Top light | Sole-Source, Supplemental | AC | 40 | 44.25 | 4 |  | 5 | 45.6 in |  | 2024-01-19 |  | Horticultural Lighting Fixture | 120 | 277 | Yes | TRUE | 2.82 | 2767 | 0 | 2767 | 423 | 904 | 1442 | 166 | [8 empty] | 2.82 | 2767 | 423 | 904 | 1442 | 166 |  |  |  |  | 1000 | 1000 | 0 | 0.989 | 7.1 |  |  |  |  | 982.6 | 120 | 0.989 | 7.1 |  | 0-10V IEC60929 Annex E | Dim to Off, Manual Dimming | RJ-14 |  |  | TRUE |  |  |  | No | [14 empty] | TRUE | [8 empty] | TRUE | No | TRUE | [19 empty] | 2024-07-22
Horticultural | H-H98GCV | All purpose LED Grow Lights international ltd | AELIUS LED | Aelius REDD800 34 | AR834 | 3 | IIIOTV |  | Indoor (Non-stacked), Indoor (Stacked), Greenhouse | Top light, Intra-canopy | Sole-Source, Supplemental | AC | 35 | 18.98 | 2.95 |  | 5 | 25.2 in |  | 2024-02-19 |  | Horticultural Lighting Fixture | 220 | 480 | No | TRUE | 3.24 | 2603 | 0 | 2603 | 485 | 728 | 1391 | 172 | [18 empty] | 804 | 804 | 0 | 0.995 | 4 | [9 empty] | 0-10V Other Protocol, PWM | Dim to Off | RJ-12 |  |  |  | TRUE |  |  | No |  |  |  |  | PWM | [8 empty] | TRUE | [9 empty] | TRUE | No | [20 empty] | 2024-02-19
Horticultural | H-HHMJG6 | Alionco Tech Inc | Alionco | Horticultural Luminaire | ALI840HE836D01 | 3 | IIIOTQ | TRUE | Indoor (Non-stacked), Indoor (Stacked) | Top light | Sole-Source | AC | 40 | 43.11 | 2 |  | 5 | 46.8 in |  | 2024-02-12 |  | Horticultural Lighting Fixture | 200 | 277 | Yes | TRUE | 2.51 | 2105 | 0 | 2105 | 354 | 803 | 949 | 213 | [8 empty] | 2.51 | 2105 | 354 | 803 | 949 | 213 |  |  |  |  | 838 | 838 | 0 | 0.963 | 7.4 |  |  |  |  | 837.5 | 277 | 0.963 | 7.4 |  | 0-10V ANSI C137.1 (9V) | Dim to Off | RJ-12 |  | TRUE |  |  |  |  | No | [13 empty] | TRUE | [9 empty] | TRUE | No | [20 empty] | 2024-02-12
Horticultural | H-HXP3ZT | Starsteck Ltd | StarLake |  | GL03-840W-H-GH-10D | 3 | UUUVQY |  | Indoor (Non-stacked) | Top light, Intra-canopy | Sole-Source, Supplemental | AC | 40 | 42.54 | 2.78 |  | 5 | 43.2 in |  | 2024-02-13 |  | Horticultural Lighting Fixture | 100 | 277 | No | TRUE | 2.82 | 2340 | 0 | 2340 | 495 | 758 | 1090 | 127 | [18 empty] | 840 | 840 | 0 | 0.944 | 10.4 | [9 empty] | 0-10V Other Protocol | Dim to Off | RJ-11 |  |  |  | TRUE |  |  | No | [12 empty] | TRUE | [10 empty] | TRUE | No | [20 empty] | 2024-02-13
Horticultural | H-JCG60Z | MechaTronix | MechaTronix | Horticultural Lighting Series | Coolstack Boost DUAL 5RBHW+FR NB | 3 | UUUVQZ | TRUE | Indoor (Non-stacked), Indoor (Stacked), Greenhouse | Top light, Intra-canopy | Sole-Source, Supplemental | AC | 30 | 6.69 | 6.32 |  | 10 | 39.6 in |  | 2024-02-16 |  | Horticultural Lighting Fixture | 277 | 480 | Yes | TRUE | 3.15 | 3225 | 0 | 2972.4 | 227 | 111 | 2888 | 9 | [8 empty] | 3.14 | 3224 | 227 | 111 | 2888 | 9 |  |  |  |  | 1027 | 1027 | 0 | 0.984 | 11.3 |  |  |  |  | 1027.3 | 277 | 0.994 | 10.9 |  | Bluetooth - Manufacturer Specific | Dim to Off | Wireless Radio | [6 empty] | No | [8 empty] | TRUE | [11 empty] | TRUE |  |  | TRUE | No | [20 empty] | 2024-02-16
Horticultural | H-KDFJH8Q | Shenzhen Number Energy Saving Corporation | NANOLUX |  | LEDex F110 | 3 | MMMSTK | TRUE | Indoor (Non-stacked), Indoor (Stacked), Greenhouse | Top light, Intra-canopy | Sole-Source, Supplemental | AC | 35 | 2 | 1.7 |  | 5 | 45.6 in |  | 2024-01-24 |  | Horticultural Lighting Fixture | 120 | 277 | No | TRUE | 2.74 | 310 | 31 | 310.1 | 60 | 130 | 121 | 5 | [8 empty] | 2.74 | 310 | 60 | 130 | 121 | 5 |  |  |  |  | 110 | 110 | 11 | 0.939 | 6 |  |  |  |  | 113.1 | 120 | 0.939 | 6.2 |  | 0-10V IEC60929 Annex E | No | Flying Leads |  |  | TRUE |  |  |  | No | [17 empty] | TRUE | [6 empty] | No | [20 empty] | 2024-01-24
Horticultural | H-KMSL1J | GML Solutions Ltd. | Grand Master LEDs | MASTER 6V HV | GMLL640W1I650H9H | 3 | IIIOTS | TRUE | Indoor (Non-stacked), Indoor (Stacked) | Top light | Sole-Source | AC | 40 | 43.86 | 4.02 |  | 5 | 44.4 in |  | 2024-02-15 |  | Horticultural Lighting Fixture | 277 | 480 | No | TRUE | 2.76 | 1839 | 0 | 1839 | 483 | 838 | 518 | 37 | [8 empty] | 2.76 | 1839 | 483 | 838 | 518 | 37 |  |  |  |  | 668 | 668 | 0 | 0.997 | 6.2 |  |  |  |  | 667.6 | 277 | 0.968 | 6.2 |  | 0-10V IEC60929 Annex E, Knob | Dim to Off, Manual Dimming | RJ-14 |  |  | TRUE |  |  |  | No |  |  |  |  | Knob | [9 empty] | TRUE | [8 empty] | TRUE | No | TRUE | [19 empty] | 2024-02-15
Horticultural | H-KQR0MR | All purpose LED Grow Lights international ltd | AELIUS LED | Matrx 420F XR HV | M420FH | 3 | IIIOTW |  | Indoor (Non-stacked), Indoor (Stacked), Greenhouse | Top light, Intra-canopy | Sole-Source, Supplemental | AC | 35 | 41.38 | 3.07 |  | 5 | 43.2 in |  | 2024-02-19 |  | Horticultural Lighting Fixture | 220 | 480 | No | TRUE | 3.2 | 1341 | 0 | 1340.8 | 258 | 477 | 607 | 20 | [18 empty] | 420 | 420 | 0 | 0.984 | 10 | [9 empty] | 0-10V Other Protocol, PWM | Dim to Off | RJ-12 |  |  |  | TRUE |  |  | No |  |  |  |  | PWM | [8 empty] | TRUE | [9 empty] | TRUE | No | [20 empty] | 2024-02-19
Horticultural | H-M53K0G | GML Solutions Ltd. | Grand Master LEDs | Tarantula Reproduction Bar | GMLL0018W4L1A15A1 | 3 | PPPTZB | TRUE | Indoor (Non-stacked), Indoor (Stacked) | Top light, Intra-canopy | Sole-Source, Supplemental | AC | 40 | 1.32 | 1.28 |  | 5 | 45.6 in |  | 2024-01-15 |  | Horticultural Lighting Fixture | 100 | 277 | No |  | 2.39 | 43 | 42.6 | 42.6 | 15 | 15 | 12 | 1 | [8 empty] | 2.39 | 43 | 15 | 15 | 12 | 1 |  |  |  |  | 18 | 18 | 18 | 0.989 | 13.6 |  |  |  |  | 17.81 | 120 | 0.954 | 15.5 |  |  | No | [7 empty] | No | [24 empty] | No | [20 empty] | 2024-01-15
Horticultural | H-MR7KWX | Starsteck Ltd | StarLake |  | GL03-1000W-H-ID-10D | 3 | UUUVQY |  | Indoor (Non-stacked) | Top light, Intra-canopy | Sole-Source, Supplemental | AC | 40 | 43.14 | 1.33 |  | 5 | 48.0 in |  | 2024-02-13 |  | Horticultural Lighting Fixture | 100 | 277 | No | TRUE | 2.82 | 2795 | 0 | 2795 | 592 | 904 | 1301 | 151 | [18 empty] | 1000 | 1000 | 0 | 0.952 | 10.5 | [9 empty] | 0-10V Other Protocol | Dim to Off | RJ-11 |  |  |  | TRUE |  |  | No | [12 empty] | TRUE | [10 empty] | TRUE | No | [20 empty] | 2024-02-13
Horticultural | H-PNDIVQ | Shenzhen Grandyield Technology Co., Ltd | KINGROWLEDS |  | BY720W[27,48]VXXDYY | 3 | UUUVQS | TRUE | Indoor (Non-stacked), Indoor (Stacked) | Top light | Sole-Source | AC | 40 | 45.47 | 2.68 |  | 5 | 46.8 in |  | 2024-01-31 |  | Horticultural Lighting Fixture | 120 | 480 | No | TRUE | 2.7 | 1941 | 0 | 1941 | 298 | 813 | 833 | 45 | [8 empty] | 2.7 | 1941 | 298 | 813 | 833 | 45 |  |  |  |  | 720 | 720 | 0 | 0.964 | 10.3 |  |  |  |  | 718.5 | 120 | 0.998 | 4.9 |  | 0-10V Other Protocol | Dim to Off | Flying Leads |  |  |  | TRUE |  |  | No | [17 empty] | TRUE | [5 empty] | TRUE | No | [20 empty] | 2024-01-31
Horticultural | H-PTMDZ2 | Alionco Tech Inc | Alionco | Horticultural Luminaire | AR1050HE836D01 | 3 | IIIOTO | TRUE | Indoor (Non-stacked), Indoor (Stacked) | Top light | Sole-Source | AC | 40 | 43.11 | 3.7 |  | 5 | 60.0 in |  | 2024-01-31 |  | Horticultural Lighting Fixture | 200 | 277 | No | TRUE | 2.55 | 2688 | 0 | 2688 | 438 | 1039 | 1211 | 75 | [8 empty] | 2.55 | 2688 | 438 | 1039 | 1211 | 75 |  |  |  |  | 1056 | 1056 | 0 | 0.978 | 7.3 |  |  |  |  | 1056 | 277 | 0.978 | 7.3 |  | 0-10V ANSI C137.1 (9V) | Dim to Off | RJ-12 |  | TRUE |  |  |  |  | No | [13 empty] | TRUE | [9 empty] | TRUE | No | [20 empty] | 2024-01-31
Horticultural | H-Q2ZVVM | Guangdong Sanqi Technology Co., Ltd. | SANQI | LED Grow Light | SQ1000-GD.XX | 3 | PPPTZE | TRUE | Indoor (Non-stacked), Indoor (Stacked), Greenhouse | Top light | Sole-Source, Supplemental | AC | 40 | 44.25 | 4 |  | 5 | 45.6 in |  | 2024-01-19 |  | Horticultural Lighting Fixture | 120 | 277 | Yes | TRUE | 2.82 | 2767 | 0 | 2767 | 423 | 904 | 1442 | 166 | [8 empty] | 2.82 | 2767 | 423 | 904 | 1442 | 166 |  |  |  |  | 1000 | 1000 | 0 | 0.989 | 7.1 |  |  |  |  | 982.6 | 120 | 0.989 | 7.1 |  | 0-10V IEC60929 Annex E | Dim to Off, Manual Dimming | RJ-14 |  |  | TRUE |  |  |  | No | [14 empty] | TRUE | [8 empty] | TRUE | No | TRUE | [19 empty] | 2024-01-19
Horticultural | H-Q6VGVK | GML Solutions Ltd. | Grand Master LEDs | MASTER 4V HV | GMLL480W1I450H3H | 3 | IIIOTT | TRUE | Indoor (Non-stacked), Indoor (Stacked) | Top light | Sole-Source | AC | 40 | 43.86 | 4.06 |  | 5 | 44.4 in |  | 2024-02-16 |  | Horticultural Lighting Fixture | 277 | 480 | No | TRUE | 2.76 | 1365 | 0 | 1365 | 389 | 617 | 360 | 24 | [8 empty] | 2.76 | 1365 | 389 | 617 | 360 | 24 |  |  |  |  | 494 | 494 | 0 | 0.987 | 5.3 |  |  |  |  | 493.8 | 277 | 0.971 | 7.8 |  | 0-10V IEC60929 Annex E, Knob | Dim to Off, Manual Dimming | RJ-14 |  |  | TRUE |  |  |  | No |  |  |  |  | Knob | [9 empty] | TRUE | [8 empty] | TRUE | No | TRUE | [19 empty] | 2024-02-16
Horticultural | H-QW4KLB | Grow Light Science LLC | Grow Light Science |  | GLS-PG-2100-CP-C | 3 | PPPTZF | TRUE | Greenhouse | Top light | Supplemental | DC | 35 | 43.7 | 1.9 |  | 5 | 44.4 in |  | 2024-01-23 |  | Horticultural Lighting Fixture | 232 | 232 | No | TRUE |  | 2478 | 250 | 2478 | 446 | 904 | 1130 | 52 |  |  | 3.14 | 2.81 | [5 empty] | 2478 | 446 | 904 | 1130 | 52 |  |  | 3.144 |  | 788 | 788 | 80 |  |  | 3 | 882 | AC-derated performance is 89.26% efficiency at 39.9% loading on a 4000W power source at 180V | 5 788.2W fixtures operating at 232V Parallel-wired with 9.87 feet of 18 AWG cabling to a 4000W power source limits cabling losses to 0.58% | 788.2 | 231 | 0.921 | 13.2 | 3.411 | 0-10V Other Protocol | No | RJ-12 |  |  |  | TRUE |  |  | No | [13 empty] | TRUE | [10 empty] | No | [20 empty] | 2024-01-23
Horticultural | H-RXK1WG | Starsteck Ltd | StarLake |  | GL03-740W-H-ES-10D | 3 | UUUVQY | TRUE | Indoor (Non-stacked) | Top light, Intra-canopy | Sole-Source, Supplemental | AC | 40 | 42.99 | 1.33 |  | 5 | 48.0 in |  | 2024-02-13 |  | Horticultural Lighting Fixture | 100 | 277 | No | TRUE | 2.82 | 2055 | 0 | 2055 | 341 | 659 | 1056 | 105 | [8 empty] | 2.82 | 2055 | 341 | 659 | 1056 | 105 |  |  |  |  | 740 | 740 | 0 | 0.968 | 12.1 |  |  |  |  | 728.6 | 120 | 0.995 | 6.4 |  | 0-10V Other Protocol | Dim to Off | RJ-11 |  |  |  | TRUE |  |  | No | [12 empty] | TRUE | [10 empty] | TRUE | No | [20 empty] | 2024-02-13
Horticultural | H-T2F96H | HLG | Horticulture Lighting Group | HLG Genesis X 720 HV | HLG Genesis X 720 HV | 3 | UUUVQV | TRUE | Indoor (Non-stacked), Indoor (Stacked) | Top light | Sole-Source | DC | 40 | 4 | 2.5 |  | 5 | 39.6 in |  | 2024-02-09 |  | Horticultural Lighting Fixture | 100 | 110 | No | TRUE | 2.93 | 383 | 0 | 383.2 | 73 | 142 | 171 | 5 |  |  | 2.93 | 2.73 | [5 empty] | 383 | 73 | 142 | 171 | 5 |  |  | 2.93 |  | 131 | 131 | 0 | 1 |  | 1 | 141 | AC-derated performance is 93.19% efficiency at 36.63% loading on a 680W power source at INVENTRONICS EUM-680S840MGV | 5 131W fixtures operating at 104.76V Parallel-wired with 2 feet of 18 AWG cabling to a 749.2W power source limits cabling losses to 0.09% | 131 | 104.76 | 1 |  |  | 0-10V Other Protocol | Dim to Off, Manual Dimming | RJ-11 |  |  |  | TRUE |  |  | No | [12 empty] | TRUE | [10 empty] | TRUE | No | TRUE | [17 empty] | Horizontal |  | 2024-02-09
Horticultural | H-T7PXM6 | Grow Light Science LLC | Grow Light Science |  | GLS-PG-2100-HB-C | 3 | PPPTZG | TRUE | Greenhouse | Top light | Supplemental | DC | 35 | 17.1 | 2.2 |  | 5 | 44.4 in |  | 2024-01-23 |  | Horticultural Lighting Fixture | 232 | 232 | No | TRUE |  | 2474 | 250 | 2474 | 421 | 920 | 1134 | 53 |  |  | 3.15 | 2.81 | [5 empty] | 2474 | 421 | 920 | 1134 | 52 |  |  | 3.146 |  | 787 | 787 | 80 |  |  | 3 | 880 | AC-derated performance is 89.26% efficiency at 39.9% loading on a 4000W power source at 180V | 5 786.5W fixtures operating at 232V Parallel-wired with 9.87 feet of 18 AWG cabling to a 4000W power source limits cabling losses to 0.57% | 786.5 | 231 | 0.921 | 13.2 | 3.404 | 0-10V Other Protocol | No | RJ-12 |  |  |  | TRUE |  |  | No | [13 empty] | TRUE | [10 empty] | No | [20 empty] | 2024-01-23
Horticultural | H-VFF0FP | Grow Pros Solutions | GROW PROS SOLUTIONS |  | GPS-ULTRA-800 | 3 | PPPTZK | TRUE | Indoor (Non-stacked), Greenhouse | Top light | Sole-Source, Supplemental | AC | 40 | 43.54 | 2.09 |  | 5 | 45.6 in |  | 2024-02-13 |  | Horticultural Lighting Fixture | 208 | 277 | No | TRUE | 2.66 | 1918 | 532 | 1918 | 367 | 787 | 764 | 76 | [8 empty] | 2.66 | 1918 | 367 | 787 | 764 | 76 |  |  |  |  | 721 | 721 | 200 | 0.989 | 7 |  |  |  |  | 721 | 277 | 0.989 | 7 |  | 0-10V IEC60929 Annex E | No | RJ-12 |  |  | TRUE |  |  |  | No | [13 empty] | TRUE | [10 empty] | No | [20 empty] | 2024-02-13
Horticultural | H-VZCC0G | GML Solutions Ltd. | Grand Master LEDs | Tarantula Veggie Bar | GMLL0024W4L1C05A1 | 3 | PPPTZD | TRUE | Indoor (Non-stacked), Indoor (Stacked) | Top light, Intra-canopy | Sole-Source, Supplemental | AC | 40 | 1.32 | 1.28 |  | 5 | 45.6 in |  | 2024-01-15 |  | Horticultural Lighting Fixture | 100 | 277 | No |  | 2.59 | 66 | 66.3 | 66.3 | 11 | 26 | 29 | 1 | [8 empty] | 2.59 | 66 | 11 | 26 | 29 | 1 |  |  |  |  | 26 | 26 | 26 | 0.991 | 9 |  |  |  |  | 25.62 | 120 | 0.991 | 9 |  |  | No | [7 empty] | No | [24 empty] | No | [20 empty] | 2024-01-15
Horticultural | H-W090KP | Starsteck Ltd | StarLake |  | GL03-1200W-H-ES-10D | 3 | UUUVQY |  | Indoor (Non-stacked) | Top light, Intra-canopy | Sole-Source, Supplemental | AC | 40 | 43.64 | 1.33 |  | 5 | 72.0 in |  | 2024-02-13 |  | Horticultural Lighting Fixture | 100 | 277 | No | TRUE | 2.82 | 3345 | 0 | 3345 | 561 | 1073 | 1713 | 171 | [18 empty] | 1200 | 1200 | 0 | 0.953 | 11.6 | [9 empty] | 0-10V Other Protocol | Dim to Off | RJ-11 |  |  |  | TRUE |  |  | No | [12 empty] | TRUE | [10 empty] | TRUE | No | [20 empty] | 2024-02-13
Horticultural | H-XDY0VH | Shenzhen Grandyield Technology Co., Ltd | KINGROWLEDS |  | BY960W[27,48]VXXDYY | 3 | UUUVQS |  | Indoor (Non-stacked), Indoor (Stacked) | Top light | Sole-Source | AC | 40 | 45.47 | 2.68 |  | 5 | 46.8 in |  | 2024-01-31 |  | Horticultural Lighting Fixture | 120 | 480 | No | TRUE | 2.7 | 2589 | 0 | 2589 | 399 | 1083 | 1107 | 62 | [18 empty] | 960 | 960 | 0 | 0.966 | 10.5 | [9 empty] | 0-10V Other Protocol | Dim to Off | Flying Leads |  |  |  | TRUE |  |  | No | [17 empty] | TRUE | [5 empty] | TRUE | No | [20 empty] | 2024-01-31
Horticultural | H-Y6MXPT | Starsteck Ltd | StarLake |  | GL03-840W-H-ID-10D | 3 | UUUVQY |  | Indoor (Non-stacked) | Top light, Intra-canopy | Sole-Source, Supplemental | AC | 40 | 42.54 | 2.78 |  | 5 | 43.2 in |  | 2024-02-13 |  | Horticultural Lighting Fixture | 100 | 277 | No | TRUE | 2.82 | 2329 | 0 | 2329 | 493 | 753 | 1085 | 126 | [18 empty] | 840 | 840 | 0 | 0.942 | 10.1 | [9 empty] | 0-10V Other Protocol | Dim to Off | RJ-11 |  |  |  | TRUE |  |  | No | [12 empty] | TRUE | [10 empty] | TRUE | No | [20 empty] | 2024-02-13
Horticultural | H-ZBXHLX | Bloem Teknik Limited | BloemTeknik | Align Light-Bar Platform | BTA1300MC6XWUL | 3 | IIIOTR | TRUE | Indoor (Stacked) | Top light | Sole-Source | DC | 40 | 1.7 | 1.8 |  | 5 | 51.6 in |  | 2024-02-13 |  | Horticultural Lighting Fixture | 100 | 120 | No | TRUE |  | 200 | 0 | 200.2 | 40 | 41 | 121 | 2 |  |  | 2.9 | 2.7 | [5 empty] | 200 | 40 | 41 | 121 | 2 |  |  | 2.9 |  | 69.7 | 69.7 | 0 |  |  | 0.615 | 74 | AC-derated performance is 94.19% efficiency at 99.57% loading on a 75W power source at 277V | 1 69.7W fixtures operating at 113.3V Series-wired with 1.47 feet of 18 AWG cabling to a 70W power source limits cabling losses to 0.00% | 69.7 | 113.32 | 0.982 | 4.8 | 0.615 | 0-10V Other Protocol | Dim to Off | DC connector |  |  |  | TRUE |  |  | No | [19 empty] | DC connector |  |  |  | TRUE | No | [20 empty] | 2024-02-13
Horticultural | H-ZG661X | MoreLite Inc | MoreLite | LED Grow Light | MLGL74040 | 3 | UUUVSU | TRUE | Indoor (Non-stacked) | Top light, Intra-canopy | Sole-Source, Supplemental | AC | 40 | 42.99 | 1.33 |  | 5 | 48.0 in |  | 2024-02-13 |  | Horticultural Lighting Fixture | 100 | 277 | No | TRUE | 2.82 | 2049 | 0 | 2049 | 433 | 662 | 955 | 111 | [8 empty] | 2.82 | 2049 | 433 | 662 | 955 | 111 |  |  |  |  | 740 | 740 | 0 | 0.962 | 11.4 |  |  |  |  | 727.5 | 120 | 0.995 | 6.5 |  | 0-10V Other Protocol | Dim to Off | RJ-11 |  |  |  | TRUE |  |  | No | [12 empty] | TRUE | [10 empty] | TRUE | No | [20 empty] | 2024-06-18
Horticultural | H-ZPGK0W | Starsteck Ltd | StarLake |  | GL03-1000W-H-ES-10D | 3 | UUUVQY |  | Indoor (Non-stacked) | Top light, Intra-canopy | Sole-Source, Supplemental | AC | 40 | 43.14 | 1.33 |  | 5 | 48.0 in |  | 2024-02-13 |  | Horticultural Lighting Fixture | 100 | 277 | No | TRUE | 2.82 | 2785 | 0 | 2785 | 465 | 893 | 1428 | 143 | [18 empty] | 1000 | 1000 | 0 | 0.949 | 10.7 | [9 empty] | 0-10V Other Protocol | Dim to Off | RJ-11 |  |  |  | TRUE |  |  | No | [12 empty] | TRUE | [10 empty] | TRUE | No | [20 empty] | 2024-02-13
Horticultural | H-0EVHM4 | SINOWELL INC | FLEXSTAR | LED Linear Light | FLEXSTAR UNDER CANOPY 120W R6W | 3 | EAEGEZ | TRUE | Indoor (Non-stacked), Indoor (Stacked), Greenhouse | Top light, Intra-canopy | Sole-Source, Supplemental | AC | 35 | 2.9 | 3.3 |  | 5 | 45.6 in |  | 2024-01-03 |  | Horticultural Lighting Fixture | 208 | 277 | No | TRUE | 3.03 | 350 | 0 | 349.8 | 45 | 92 | 213 | 5 | [8 empty] | 3.03 | 350 | 45 | 92 | 213 | 5 |  |  |  |  | 120 | 120 | 0 | 0.9 | 20 |  |  |  |  | 115.44 | 208 | 0.946 | 11.7 |  | 0-10V IEC60929 Annex E, 0-10V ANSI C137.1 (8V), 0-10V ANSI C137.1 (9V) | Dim to Off | RJ-11 | TRUE | TRUE | TRUE |  |  |  | No | [12 empty] | TRUE | [10 empty] | TRUE | No | [20 empty] | 2024-01-03
Horticultural | H-151V1H | Active Grow | ACTIVE GROW | LOPRO MAX 3.0 LED GROW LIGHT | AG/800LPM3/FS/277V | 3 | RRRYEL | TRUE | Indoor (Non-stacked), Indoor (Stacked), Greenhouse | Top light | Sole-Source, Supplemental | AC | 45 | 42 | 2.56 |  | 5 | 42.0 in |  | 2023-12-21 |  | Horticultural Lighting Fixture | 120 | 277 | No | TRUE | 3.05 | 2432 | 243.2 | 2431.7 | 440 | 881 | 1111 | 40 | [8 empty] | 3.05 | 2432 | 444 | 881 | 1111 | 40 |  |  |  |  | 796 | 796.3 | 80 | 0.999 | 3 |  |  |  |  | 796.28 | 120 | 0.974 | 6.5 |  | 0-10V IEC60929 Annex E | No | Controller and Dimming Cable |  |  | TRUE |  |  |  | No | [19 empty] | Controller and Dimming Cable |  |  |  |  | No | [20 empty] | 2023-12-21
Horticultural | H-15KDZB | Heliospectra AB | heliospectra | MitraX R40 | MIXR40 | 3 | IIIOSY | TRUE | Indoor (Non-stacked), Indoor (Stacked), Greenhouse | Top light | Sole-Source, Supplemental | DC | 45 | 3.8 | 2.6 |  | 5 | 40.8 in |  | 2023-12-06 |  | Horticultural Lighting Fixture | 48 | 48 | No | TRUE |  | 926 | 170 | 926.2 | 233 | 336 | 357 | 11 |  |  | 2.94 | 2.6 | [5 empty] | 926 | 233 | 336 | 357 | 11 |  |  | 2.942 |  | 315 | 315 | 65 |  |  | 6.5 | 345.5 | AC-derated performance is 91.11% efficiency at 48.43% loading on a 680W power source at 120V | 2 314.8W fixtures operating at 48V Parallel-wired with 5.91 feet of 14 AWG cabling to a 680W power source limits cabling losses to 0.51% | 314.8 | 48.43 | 0.975 | 7.5 | 6.5 | 0-10V IEC60929 Annex E, PWM Signal, Adelphi | No | Inventronic RS232, Adelphi |  |  | TRUE |  |  |  | No |  |  |  |  | PWM Signal | [6 empty] | Adelphi | [7 empty] | Inventronic RS232 |  |  | Adelphi |  | No | [20 empty] | 2024-01-22
Horticultural | H-1BWLQJ | P.L. Light Systems Canada Inc. | ParFX | ParFX Ultra Plus | ParFX Ultra Plus R80:W5:B7:FR8 | 3 | IIIOTC |  | Indoor (Non-stacked), Indoor (Stacked), Greenhouse | Top light | Sole-Source, Supplemental | AC | 35 | 13.98 | 4.13 |  | 5 | 22.8 in |  | 2023-12-20 |  | Horticultural Lighting Fixture | 277 | 400 | No | TRUE | 3.47 | 3590 | 0 | 3589.9 | 254 | 196 | 3143 | 356 | [18 empty] | 1036 | 1036 | 0 | 0.997 | 8 | [9 empty] | 0-10V Other Protocol | Dim to Off | LLT-M12-10002M2841 |  |  |  | TRUE |  |  | No | [19 empty] | LLT-M12-10002M2841 |  |  |  | TRUE | No | [20 empty] | 2023-12-20
Horticultural | H-1T1Z1V | GML Solutions Ltd. | Grand Master LEDs | Tarantula Leafy Green Bar | GMLL0024W4L1B24A1 | 3 | PPPTZC | TRUE | Indoor (Non-stacked), Indoor (Stacked) | Top light, Intra-canopy | Sole-Source, Supplemental | AC | 40 | 1.32 | 1.28 |  | 5 | 45.6 in |  | 2024-01-15 |  | Horticultural Lighting Fixture | 100 | 277 | No |  | 2.37 | 60 | 60.4 | 60.4 | 14 | 29 | 18 | 6 | [8 empty] | 2.37 | 60 | 14 | 29 | 18 | 6 |  |  |  |  | 26 | 26 | 26 | 0.99 | 9.6 |  |  |  |  | 25.51 | 120 | 0.954 | 10.2 |  |  | No | [7 empty] | No | [24 empty] | No | [20 empty] | 2024-01-15
Horticultural | H-1T4CSQ | Ferme d’Hiver Technologies Inc. | Ferme D'Hiver | Horticultural Lighting Equipment and Systems | FH_22_X_X_LITE_5004 | 3 | IIIOTE | TRUE | Indoor (Stacked), Greenhouse | Top light, Intra-canopy | Sole-Source, Supplemental | DC | 40 | 2.2 | 1.69 |  | 5 | 86.4 in |  | 2023-12-21 |  | Horticultural Lighting Fixture | 53 | 53 | No | TRUE |  | 359 | 0 | 359 | 59 | 160 | 140 | 11 |  |  | 2.5 | 2.19 | [5 empty] | 359 | 59 | 160 | 140 | 11 |  |  | 2.502 |  | 144 | 144 | 0 | 1 |  | 3 | 165 |  |  | 143.5 | 53 |  |  | 2.708 | 0-10V ANSI C137.1 (9V) | Dim to Off | Proprietary Cable Fitting |  | TRUE |  |  |  |  | No | [19 empty] | Proprietary Cable Fitting |  |  |  | TRUE | No | [20 empty] | 2023-12-21
Horticultural | H-36HBL0 | Heliospectra AB | heliospectra | MitraX R60 | MIXR60 | 3 | IIIOSX | TRUE | Indoor (Non-stacked), Indoor (Stacked), Greenhouse | Top light | Sole-Source, Supplemental | DC | 45 | 3.8 | 2.6 |  | 5 | 40.8 in |  | 2023-12-06 |  | Horticultural Lighting Fixture | 49 | 49 | No | TRUE |  | 1038 | 205 | 1038 | 167 | 240 | 631 | 9 |  |  | 3.14 | 2.7 | [5 empty] | 1038 | 167 | 240 | 631 | 9 |  |  | 3.143 |  | 330 | 330 | 65 |  |  | 6.5 | 362.9 | AC-derated performance is 90.99% efficiency at 50.8% loading on a 680W power source at 120V | 2 330.2W fixtures operating at 49V Parallel-wired with 5.91 feet of 14 AWG cabling to a 680W power source limits cabling losses to 0.51% | 330.2 | 50.8 | 0.974 | 7.5 | 6.5 | 0-10V IEC60929 Annex E, PWM Signal, Adelphi | No | Inventronic RS232, Adelphi |  |  | TRUE |  |  |  | No |  |  |  |  | PWM Signal | [6 empty] | Adelphi | [7 empty] | Inventronic RS232 |  |  | Adelphi |  | No | [20 empty] | 2024-01-22
Horticultural | H-41DP43 | Active Grow | ACTIVE GROW | LOPRO MAX 3.0 LED GROW LIGHT | AG/650LPM3/FS/480V | 3 | RRRYEL | TRUE | Indoor (Non-stacked), Indoor (Stacked), Greenhouse | Top light | Sole-Source, Supplemental | AC | 45 | 42 | 2.56 |  | 5 | 42.0 in |  | 2023-12-21 |  | Horticultural Lighting Fixture | 208 | 480 | No | TRUE | 3.06 | 1936 | 193.6 | 1936.2 | 351 | 697 | 889 | 33 | [8 empty] | 3.06 | 1936 | 351 | 697 | 889 | 33 |  |  |  |  | 633 | 632.7 | 65 | 0.992 | 5 |  |  |  |  | 632.74 | 277 | 0.944 | 9.2 |  | 0-10V IEC60929 Annex E | No | Controller and Dimming Cable |  |  | TRUE |  |  |  | No | [19 empty] | Controller and Dimming Cable |  |  |  |  | No | [20 empty] | 2023-12-21
Horticultural | H-41GJHC | P.L. Light Systems Canada Inc. | ParFX | ParFX Ultra | ParFX Ultra R37:W37:B18:FR8 | 3 | IIIOTC | TRUE | Indoor (Non-stacked), Indoor (Stacked), Greenhouse | Top light | Sole-Source, Supplemental | AC | 35 | 11.65 | 3.66 |  | 5 | 24.0 in |  | 2023-12-20 |  | Horticultural Lighting Fixture | 277 | 400 | No | TRUE | 2.6 | 1989 | 0 | 1988.8 | 368 | 802 | 829 | 226 | [8 empty] | 2.6 | 1989 | 368 | 802 | 829 | 226 |  |  |  |  | 766 | 766 | 0 | 0.992 | 8 |  |  |  |  | 765.6 | 277 | 0.993 | 8.2 |  | 0-10V Other Protocol | Dim to Off | LLT-M12-10002M2841 |  |  |  | TRUE |  |  | No | [19 empty] | LLT-M12-10002M2841 |  |  |  | TRUE | No | [20 empty] | 2023-12-20
Horticultural | H-57N3U1 | FOHSE INC | FOHSE | Pisces 4FT 900W 277V | Pisces 4FT 900W 277V | 3 | RRRYEB |  | Indoor (Non-stacked), Indoor (Stacked) | Top light | Sole-Source | AC | 40 | 43.5 | 2.56 |  | 5 | 42.0 in |  | 2023-12-06 |  | Horticultural Lighting Fixture | 100 | 277 | No |  | 2.75 | 2471 |  |  | 413 | 973 | 1058 | 60 | [18 empty] | 900 |  |  | 0.999 | 5 | [10 empty] | No | [53 empty] | 2023-12-06
Horticultural | H-6K3WIN | FOHSE INC | FOHSE | Pisces 4FT 700W 480V | Pisces 4FT 700W 480V | 3 | RRRYEB |  | Indoor (Non-stacked), Indoor (Stacked) | Top light | Sole-Source | AC | 40 | 43.5 | 2.56 |  | 5 | 42.0 in |  | 2023-12-06 |  | Horticultural Lighting Fixture | 277 | 480 | No | TRUE | 2.75 | 1927 | 0 | 1927 | 331 | 770 | 824 | 48 | [18 empty] | 700 | 700 | 0 | 0.999 | 2 | [9 empty] | 0-10V IEC60929 Annex E | Dim to Off, Manual Dimming | RJ-11 |  |  | TRUE |  |  |  | No | [12 empty] | TRUE | [10 empty] | TRUE | No | TRUE | [19 empty] | 2023-12-06
Horticultural | H-8MGW2S | Heliospectra AB | heliospectra | MitraX R40F | MIXR40F | 3 | UUUVPS | TRUE | Indoor (Non-stacked), Indoor (Stacked), Greenhouse | Top light | Sole-Source, Supplemental | DC | 45 | 3.8 | 2.6 |  | 5 | 40.8 in |  | 2023-12-05 |  | Horticultural Lighting Fixture | 48 | 48 | No | TRUE |  | 919 | 180 | 919 | 208 | 321 | 390 | 102 |  |  | 2.73 | 2.4 | [5 empty] | 919 | 208 | 321 | 390 | 102 |  |  | 2.73 |  | 337 | 337 | 65 |  |  | 6.6 | 373.2 | AC-derated performance is 90.19% efficiency at 51.78% loading on a 680W power source at 120V | 2 336.6W fixtures operating at 48V Parallel-wired with 5.91 feet of 14 AWG cabling to a 680W power source limits cabling losses to 0.54% | 336.6 | 51.15 | 0.998 | 4.8 | 6.581 | 0-10V IEC60929 Annex E, PWM Signal, Adelphi | No | Inventronic RS232, Adelphi |  |  | TRUE |  |  |  | No |  |  |  |  | PWM Signal | [6 empty] | Adelphi | [7 empty] | Inventronic RS232 |  |  | Adelphi |  | No | [20 empty] | 2023-12-05
Horticultural | H-94AJ2K | FOHSE INC | FOHSE | Pisces 4FT 900W 480V | Pisces 4FT 900W 480V | 3 | RRRYEB |  | Indoor (Non-stacked), Indoor (Stacked) | Top light | Sole-Source | AC | 40 | 43.5 | 2.56 |  | 5 | 42.0 in |  | 2023-12-06 |  | Horticultural Lighting Fixture | 277 | 480 | No |  | 2.77 | 2490 |  |  | 428 | 989 | 1059 | 62 | [18 empty] | 900 |  |  | 0.999 | 2 | [10 empty] | No | [53 empty] | 2023-12-06
Horticultural | H-957V8U | Venntis Technologies, DBA TotalGrow Lights | TotalGrow | TotalGrow HE High Intensity Top-Light 330W Bar | TG33B4-R1J-31-D1-K0BJ6 | 3 | IIIOTG | TRUE | Indoor (Non-stacked), Indoor (Stacked), Greenhouse | Top light | Sole-Source, Supplemental | AC | 40 | 3 | 4 |  | 5 | 25.2 in |  | 2024-01-03 |  | Horticultural Lighting Fixture | 120 | 277 | No | TRUE | 3.06 | 1053 | 0 | 1053.2 | 161 | 240 | 653 | 8 | 1061 | 3.06 | [6 empty] | 3.04 | 1053 | 161 | 239 | 653 | 8 | 1061 | 3.06 |  |  | 347 | 347 | 0 | 0.96 | 6 |  |  |  |  | 346.58 | 120 | 0.96 | 5.9 |  | 0-10V IEC60929 Annex E | Dim to Off | Proprietary Cable Fitting |  |  | TRUE |  |  |  | No | [19 empty] | Proprietary Cable Fitting |  |  |  | TRUE | No | [20 empty] | 2024-01-03
Horticultural | H-9BVSD2 | GrowGeneration Corp | ion LED |  | Ion400WLED | 3 | PPPTYZ | TRUE | Indoor (Non-stacked), Indoor (Stacked), Greenhouse | Top light | Supplemental | AC | 35 | 47.01 | 2.83 |  | 5 | 46.8 in |  | 2023-12-22 |  | Horticultural Lighting Fixture | 120 | 277 | No | TRUE | 2.61 | 1106 | 0 | 1106 | 270 | 481 | 357 | 24 | [8 empty] | 2.61 | 1106 | 270 | 481 | 357 | 24 |  |  |  |  | 400 | 400 | 0 | 0.972 | 12 |  |  |  |  | 424.2 | 120 | 0.972 | 12.7 |  | 0-10V IEC60929 Annex E | Dim to Off, Manual Dimming | M15 connector |  |  | TRUE |  |  |  | No | [19 empty] | M15 connector |  |  |  | TRUE | No | TRUE | [19 empty] | 2023-12-22
Horticultural | H-C9ZGU6 | Shenzhen Rio Tinto Opto-electronics Technology Co., Limited | Cretivity |  | CTII1000W | 3 | RRRYDZ |  | Indoor (Non-stacked), Indoor (Stacked), Greenhouse | Top light | Supplemental | AC | 45 | 39.4 | 2.76 |  | 5 | 44.4 in |  | 2023-11-30 |  | Horticultural Lighting Fixture | 100 | 277 | No | TRUE | 2.72 | 2834 | 283.4 | 2834 | 540 | 1165 | 1131 | 73 | [18 empty] | 1000 | 1000 | 100 | 0.945 | 7 | [9 empty] | 0-10V IEC60929 Annex E | No | RJ-14, Knob Switch |  |  | TRUE |  |  |  | No | [14 empty] | TRUE |  |  |  |  | Knob Switch |  |  |  |  | No | [20 empty] | 2023-11-30
Horticultural | H-CLEI0O | Bright GM LLC | DEMETER | Plant Growth Lamp | DMJK-3.0I Plant light 1 generation | 3 | IIIOSU | TRUE | Indoor (Non-stacked), Indoor (Stacked), Greenhouse | Top light, Intra-canopy | Sole-Source, Supplemental | AC | 40 | 13.2 | 7.6 |  | 5 | 18.0 in |  | 2023-11-30 |  | Horticultural Lighting Fixture | 120 | 277 | No | TRUE | 2.36 | 2154 | 0 | 2154.2 | 474 | 605 | 1084 | 77 | [8 empty] | 2.36 | 2154 | 474 | 605 | 1084 | 77 |  |  |  |  | 911 | 910.9 | 0 | 0.99 | 8 |  |  |  |  | 910.9 | 120 | 0.988 | 7.8 |  | 0-10V Other Protocol | Dim to Off, Manual Dimming | RJ-11, EC7001, EC2820, EC3001 |  |  |  | TRUE |  |  | No | [12 empty] | TRUE | [6 empty] | EC7001, EC2820, EC3001 |  |  |  | TRUE | No | TRUE | [19 empty] | 2023-11-30
Horticultural | H-CSHSKS | BIOS Lighting | BIOS |  | BP-LUNA-635-BRDH01-1 | 3 | IIIOTD |  | Indoor (Stacked), Greenhouse | Top light | Supplemental | AC | 40 | 4.57 | 4.12 |  | 5 | 38.4 in |  | 2023-12-21 |  | Horticultural Lighting Fixture | 220 | 480 | No | TRUE | 2.82 | 1807 | 0 | 1807 | 354 | 681 | 773 | 27 | [18 empty] | 635 | 635 | 0 | 0.946 | 9.6 | [9 empty] | 0-10V Other Protocol | Dim to Off | Flying Leads |  |  |  | TRUE |  |  | No | [17 empty] | TRUE | [5 empty] | TRUE | No | [20 empty] | 2023-12-21
Horticultural | H-DTOMKR | Venntis Technologies, DBA TotalGrow Lights | TotalGrow | TotalGrow Mezzo 100W, 44" Light Bar | TG10B4-R0J-28-D0-J2CH6 | 3 | IIIOTB | TRUE | Indoor (Non-stacked), Indoor (Stacked), Greenhouse | Top light, Intra-canopy | Sole-Source, Supplemental | AC | 40 | 3.54 | 1.99 |  | 5 | 44.4 in |  | 2023-12-19 |  | Horticultural Lighting Fixture | 120 | 277 | No |  | 2.74 | 275 |  |  | 45 | 71 | 159 | 2 | 277 | 2.75 | [6 empty] | 2.74 | 275 | 45 | 71 | 159 | 2 | 277 | 2.75 |  |  | 100 |  |  | 0.955 | 8 |  |  |  |  | 100.4 | 120 | 0.955 | 8.3 |  |  | No | [53 empty] | 2023-12-19
Horticultural | H-EY4WOI | P.L. Light Systems Canada Inc. | ParFX | ParFX Ultra Plus | ParFX Ultra Plus R78:W9:B5:FR8 | 3 | IIIOTC |  | Indoor (Non-stacked), Indoor (Stacked), Greenhouse | Top light | Sole-Source, Supplemental | AC | 35 | 13.98 | 4.13 |  | 5 | 22.8 in |  | 2023-12-20 |  | Horticultural Lighting Fixture | 277 | 400 | No | TRUE | 3.4 | 3506 | 0 | 3506.4 | 191 | 348 | 2973 | 363 | [18 empty] | 1032 | 1032 | 0 | 0.995 | 8 | [9 empty] | 0-10V Other Protocol | Dim to Off | LLT-M12-10002M2841 |  |  |  | TRUE |  |  | No | [19 empty] | LLT-M12-10002M2841 |  |  |  | TRUE | No | [20 empty] | 2023-12-20
Horticultural | H-F3LRQX | Venntis Technologies, DBA TotalGrow Lights | TotalGrow | TotalGrow BF High Intensity Top-Light 640W Bar, 277-480V driver | TG64B4-R2J-25-D1-L0BA6 | 3 | IIIOTG |  | Indoor (Non-stacked), Indoor (Stacked), Greenhouse | Top light | Sole-Source, Supplemental | AC | 40 | 3 | 4 |  | 5 | 43.2 in |  | 2024-01-03 |  | Horticultural Lighting Fixture | 277 | 480 | No | TRUE | 2.5 | 1664 | 0 | 1663.6 | 262 | 462 | 940 | 21 | 1685 | 2.54 | [16 empty] | 664 | 664 | 0 | 0.973 | 14 | [9 empty] | 0-10V IEC60929 Annex E | Dim to Off | Proprietary Cable Fitting |  |  | TRUE |  |  |  | No | [19 empty] | Proprietary Cable Fitting |  |  |  | TRUE | No | [20 empty] | 2024-01-03
Horticultural | H-GI7KU0 | HLG | Horticulture Lighting Group | HLG750 Diablo HV | HLG750 Diablo HV | 3 |  | TRUE | Indoor (Non-stacked), Indoor (Stacked) | Top light | Sole-Source | AC | 40 | 27.13 | 3.75 |  | 5 | 37.2 in |  | 2024-01-09 |  | Horticultural Lighting Fixture | 240 | 277 | No | TRUE | 2.63 | 2183 | 0 | 2183 | 482 | 885 | 832 | 42 | [8 empty] | 2.63 | 2183 | 482 | 885 | 832 | 42 |  |  |  |  | 831 | 830 | 0 | 0.99 | 6 |  |  |  |  | 830.5 | 240 | 0.992 | 6.6 |  | 0-10V Other Protocol, NO | Dim to Off, Manual Dimming | RJ-11, NO |  |  |  | TRUE |  |  | No |  |  |  |  | NO | [6 empty] | NO | TRUE | [6 empty] | NO |  |  | NO | TRUE | No | TRUE | [17 empty] | Horizontal |  | 2024-01-09
Horticultural | H-GSMYHO | Shenzhen Rio Tinto Opto-electronics Technology Co., Limited | Cretivity |  | CTII720W Pro | 3 | IIIOTA | TRUE | Indoor (Non-stacked), Indoor (Stacked), Greenhouse | Top light | Supplemental | AC | 45 | 39.4 | 2.76 |  | 5 | 44.4 in |  | 2023-12-14 |  | Horticultural Lighting Fixture | 100 | 277 | No | TRUE | 2.98 | 2139 | 213.9 | 2139 | 326 | 633 | 1181 | 31 | [8 empty] | 2.98 | 2139 | 326 | 633 | 1181 | 31 |  |  |  |  | 720 | 720 | 72 | 0.952 | 8 |  |  |  |  | 717.8 | 120 | 0.952 | 7.8 |  | 0-10V IEC60929 Annex E | No | RJ-14, Knob Switch |  |  | TRUE |  |  |  | No | [14 empty] | TRUE |  |  |  |  | Knob Switch |  |  |  |  | No | [20 empty] | 2023-12-14
Horticultural | H-H8MGRQ | SINOWELL INC | FLEXSTAR | LED Linear Light | FLEXSTAR UNDER CANOPY 120W R5W | 3 | EAEGEZ | TRUE | Indoor (Non-stacked), Indoor (Stacked), Greenhouse | Top light, Intra-canopy | Sole-Source, Supplemental | AC | 35 | 2.9 | 3.3 |  | 5 | 45.6 in |  | 2024-01-03 |  | Horticultural Lighting Fixture | 208 | 277 | No | TRUE | 2.87 | 331 | 0 | 331.3 | 60 | 116 | 155 | 6 | [8 empty] | 2.87 | 331 | 60 | 116 | 155 | 6 |  |  |  |  | 120 | 120 | 0 | 0.9 | 20 |  |  |  |  | 115.28 | 208 | 0.947 | 11.7 |  | 0-10V IEC60929 Annex E, 0-10V ANSI C137.1 (8V), 0-10V ANSI C137.1 (9V) | Dim to Off | RJ-11 | TRUE | TRUE | TRUE |  |  |  | No | [12 empty] | TRUE | [10 empty] | TRUE | No | [20 empty] | 2024-01-03
Horticultural | H-HNGZSY | P.L. Light Systems Canada Inc. | ParFX | ParFX Ultra Plus | ParFX Ultra Plus R85:W5:B5:FR5 | 3 | IIIOTC |  | Indoor (Non-stacked), Indoor (Stacked), Greenhouse | Top light | Sole-Source, Supplemental | AC | 35 | 13.98 | 4.13 |  | 5 | 22.8 in |  | 2023-12-20 |  | Horticultural Lighting Fixture | 277 | 400 | No | TRUE | 3.42 | 3570 | 0 | 3569.9 | 189 | 193 | 3191 | 247 | [18 empty] | 1044 | 1044 | 0 | 0.996 | 8 | [9 empty] | 0-10V Other Protocol | Dim to Off | LLT-M12-10002M2841 |  |  |  | TRUE |  |  | No | [19 empty] | LLT-M12-10002M2841 |  |  |  | TRUE | No | [20 empty] | 2023-12-20
Horticultural | H-J5GQMV | P.L. Light Systems Canada Inc. | ParFX | ParFX Ultra | ParFX Ultra R80:W5:B7:FR8 | 3 | IIIOTC | TRUE | Indoor (Non-stacked), Indoor (Stacked), Greenhouse | Top light | Sole-Source, Supplemental | AC | 35 | 11.65 | 3.66 |  | 5 | 24.0 in |  | 2023-12-20 |  | Horticultural Lighting Fixture | 277 | 400 | No | TRUE | 3.45 | 2605 | 0 | 2604.9 | 178 | 145 | 2284 | 244 | [8 empty] | 3.45 | 2605 | 178 | 145 | 2284 | 244 |  |  |  |  | 754 | 754 | 0 | 0.993 | 8 |  |  |  |  | 754.2 | 277 | 0.994 | 8.2 |  | 0-10V Other Protocol | Dim to Off | LLT-M12-10002M2841 |  |  |  | TRUE |  |  | No | [19 empty] | LLT-M12-10002M2841 |  |  |  | TRUE | No | [20 empty] | 2023-12-20
Horticultural | H-J5Y0V2 | BIOS Lighting | BIOS |  | BP-LUNA-665-HIRL01-1 | 3 | IIIOTD | TRUE | Indoor (Stacked), Greenhouse | Top light | Supplemental | AC | 40 | 4.57 | 4.12 |  | 5 | 38.4 in |  | 2023-12-21 |  | Horticultural Lighting Fixture | 120 | 277 | No | TRUE | 3 | 2015 | 0 | 2015 | 252 | 474 | 1290 | 22 | [8 empty] | 3 | 2015 | 252 | 474 | 1290 | 21 |  |  |  |  | 665 | 665 | 0 | 0.964 | 9.3 |  |  |  |  | 671.2 | 120 | 0.964 | 9.3 |  | 0-10V Other Protocol | Dim to Off | Flying Leads |  |  |  | TRUE |  |  | No | [17 empty] | TRUE | [5 empty] | TRUE | No | [20 empty] | 2023-12-21
Horticultural | H-JXLQ0R | Venntis Technologies, DBA TotalGrow Lights | TotalGrow | TotalGrow High Intensity Top-Light 330W Bar, 277-480V driver | TG33B4-R0J-28-D1-L0BJ6 | 3 | IIIOTG |  | Indoor (Non-stacked), Indoor (Stacked), Greenhouse | Top light | Sole-Source, Supplemental | AC | 40 | 3 | 4 |  | 5 | 25.2 in |  | 2024-01-03 |  | Horticultural Lighting Fixture | 277 | 480 | No | TRUE | 2.59 | 897 | 0 | 896.6 | 144 | 244 | 509 | 10 | 907 | 2.61 | [16 empty] | 347 | 347 | 0 | 0.982 | 4 | [9 empty] | 0-10V IEC60929 Annex E | Dim to Off | Proprietary Cable Fitting |  |  | TRUE |  |  |  | No | [19 empty] | Proprietary Cable Fitting |  |  |  | TRUE | No | [20 empty] | 2024-01-03
Horticultural | H-JY7HBZ | BIOS Lighting | BIOS |  | BP-LUNA-665-HIRH01-1 | 3 | IIIOTD |  | Indoor (Stacked), Greenhouse | Top light | Supplemental | AC | 40 | 4.57 | 4.12 |  | 5 | 38.4 in |  | 2023-12-21 |  | Horticultural Lighting Fixture | 220 | 480 | No | TRUE | 3.09 | 2069 | 0 | 2069 | 257 | 487 | 1326 | 21 | [18 empty] | 665 | 665 | 0 | 0.948 | 9.5 | [9 empty] | 0-10V Other Protocol | Dim to Off | Flying Leads |  |  |  | TRUE |  |  | No | [17 empty] | TRUE | [5 empty] | TRUE | No | [20 empty] | 2023-12-21
Horticultural | H-K9VC7G | FOHSE INC | FOHSE | Pisces 4FT 700W 277V | Pisces 4FT 700W 277V | 3 | RRRYEB | TRUE | Indoor (Non-stacked), Indoor (Stacked) | Top light | Sole-Source | AC | 40 | 43.5 | 2.56 |  | 5 | 42.0 in |  | 2023-12-06 |  | Horticultural Lighting Fixture | 100 | 277 | No | TRUE | 2.74 | 1918 | 0 | 1917.8 | 308 | 761 | 824 | 45 | [18 empty] | 700 | 700 | 0 | 0.999 | 5 | [9 empty] | 0-10V IEC60929 Annex E | Dim to Off, Manual Dimming | RJ-11 |  |  | TRUE |  |  |  | No | [12 empty] | TRUE | [10 empty] | TRUE | No | TRUE | [19 empty] | 2023-12-06
Horticultural | H-KH1D7C | Faven Lighting | Faven Lighting | LED Grow Light | Under Canopy R6 Model | 3 | IIIOTP | TRUE | Indoor (Non-stacked), Indoor (Stacked), Greenhouse | Top light, Intra-canopy | Sole-Source, Supplemental | AC | 35 | 2.9 | 3.3 |  | 5 | 45.6 in |  | 2024-01-03 |  | Horticultural Lighting Fixture | 208 | 277 | No | TRUE | 3.03 | 350 | 0 | 349.8 | 45 | 92 | 213 | 5 | [8 empty] | 3.03 | 350 | 45 | 92 | 213 | 5 |  |  |  |  | 120 | 120 | 0 | 0.9 | 20 |  |  |  |  | 115.44 | 208 | 0.946 | 11.7 |  | 0-10V IEC60929 Annex E, 0-10V ANSI C137.1 (8V), 0-10V ANSI C137.1 (9V) | Dim to Off | RJ-11 | TRUE | TRUE | TRUE |  |  |  | No | [12 empty] | TRUE | [10 empty] | TRUE | No | [20 empty] | 2024-02-02
Horticultural | H-KSIL9A | SINOWELL INC | FLEXSTAR | LED Linear Light | FLEXSTAR UNDER CANOPY 120W R8W | 3 | EAEGEZ | TRUE | Indoor (Non-stacked), Indoor (Stacked), Greenhouse | Top light, Intra-canopy | Sole-Source, Supplemental | AC | 35 | 2.9 | 3.3 |  | 5 | 45.6 in |  | 2024-01-03 |  | Horticultural Lighting Fixture | 208 | 277 | No | TRUE | 3.14 | 359 | 0 | 358.9 | 23 | 46 | 290 | 3 | [8 empty] | 3.14 | 359 | 23 | 46 | 290 | 3 |  |  |  |  | 120 | 120 | 0 | 0.9 | 20 |  |  |  |  | 114.31 | 208 | 0.944 | 11.9 |  | 0-10V IEC60929 Annex E, 0-10V ANSI C137.1 (8V), 0-10V ANSI C137.1 (9V) | Dim to Off | RJ-11 | TRUE | TRUE | TRUE |  |  |  | No | [12 empty] | TRUE | [10 empty] | TRUE | No | [20 empty] | 2024-01-03
Horticultural | H-LD1Q9Z | Alionco Tech Inc | Alionco Technology |  | AR-XII | 3 | PPPTZA | TRUE | Indoor (Stacked) | Top light | Sole-Source | AC | 40 | 42.88 | 2.57 |  | 5 | 58.8 in |  | 2024-01-03 |  | Horticultural Lighting Fixture | 120 | 277 | No | TRUE | 2.71 | 3496 | 0 | 3496 | 575 | 1468 | 1455 | 73 | [8 empty] | 2.71 | 3496 | 575 | 1468 | 1455 | 73 |  |  |  |  | 1200 | 1200 | 0 | 0.956 | 10 |  |  |  |  | 1290.7 | 120 | 0.956 | 10.1 |  | 0-10V Other Protocol | Dim to Off | Flying Leads |  |  |  | TRUE |  |  | No | [17 empty] | TRUE | [5 empty] | TRUE | No | [20 empty] | 2024-01-03
Horticultural | H-LGNH55 | Faven Lighting | Faven Lighting | LED Grow Light` | Under Canopy R8 Model | 3 | IIIOTP | TRUE | Indoor (Non-stacked), Indoor (Stacked), Greenhouse | Top light, Intra-canopy | Sole-Source, Supplemental | AC | 35 | 2.9 | 3.3 |  | 5 | 45.6 in |  | 2024-01-03 |  | Horticultural Lighting Fixture | 208 | 277 | No | TRUE | 3.14 | 359 | 0 | 358.9 | 23 | 46 | 290 | 3 | [8 empty] | 3.14 | 359 | 23 | 46 | 290 | 3 |  |  |  |  | 120 | 120 | 0 | 0.9 | 20 |  |  |  |  | 114.31 | 208 | 0.944 | 11.9 |  | 0-10V IEC60929 Annex E, 0-10V ANSI C137.1 (8V), 0-10V ANSI C137.1 (9V) | Dim to Off | RJ-11 | TRUE | TRUE | TRUE |  |  |  | No | [12 empty] | TRUE | [10 empty] | TRUE | No | [20 empty] | 2024-02-02
Horticultural | H-MC804M | Active Grow | ACTIVE GROW | LOPRO MAX 3.0 LED GROW LIGHT | AG/650LPM3/FS/277V | 3 | RRRYEL |  | Indoor (Non-stacked), Indoor (Stacked), Greenhouse | Top light | Sole-Source, Supplemental | AC | 45 | 42 | 2.56 |  | 5 | 42.0 in |  | 2023-12-21 |  | Horticultural Lighting Fixture | 120 | 277 | No | TRUE | 3.06 | 1970 | 197 | 1969.5 | 359 | 707 | 903 | 34 | [18 empty] | 644 | 644.3 | 65 | 0.999 | 2 | [9 empty] | 0-10V IEC60929 Annex E | No | Controller and Dimming Cable |  |  | TRUE |  |  |  | No | [19 empty] | Controller and Dimming Cable |  |  |  |  | No | [20 empty] | 2023-12-21
Horticultural | H-N3BY6D | Active Grow | ACTIVE GROW | LOPRO MAX 3.0 LED GROW LIGHT | AG/800LPM3/FS/480V | 3 | RRRYEL |  | Indoor (Non-stacked), Indoor (Stacked), Greenhouse | Top light | Sole-Source, Supplemental | AC | 45 | 42 | 2.56 |  | 5 | 42.0 in |  | 2023-12-21 |  | Horticultural Lighting Fixture | 208 | 480 | No | TRUE | 3.07 | 2439 | 243.9 | 2438.9 | 439 | 885 | 1115 | 39 | [18 empty] | 794 | 793.7 | 80 | 0.994 | 5 | [9 empty] | 0-10V IEC60929 Annex E | No | Controller and Dimming Cable |  |  | TRUE |  |  |  | No | [19 empty] | Controller and Dimming Cable |  |  |  |  | No | [20 empty] | 2023-12-21
Horticultural | H-NVZK6N | Heliospectra AB | heliospectra | MitraX R80 | MIXR80 | 3 | IIIOSZ | TRUE | Indoor (Non-stacked), Indoor (Stacked), Greenhouse | Top light | Sole-Source, Supplemental | DC | 45 | 3.8 | 2.6 |  | 5 | 40.8 in |  | 2023-12-06 |  | Horticultural Lighting Fixture | 48 | 48 | No | TRUE |  | 1115 | 234 | 1115 | 79 | 126 | 912 | 5 |  |  | 3.59 | 3.1 | [5 empty] | 1115 | 78 | 126 | 912 | 5 |  |  | 3.593 |  | 311 | 311 | 65 |  |  | 6.5 | 341.2 | AC-derated performance is 91% efficiency at 47.77% loading on a 680W power source at 120V | 2 310.5W fixtures operating at 48V Parallel-wired with 5.91 feet of 14 AWG cabling to a 680W power source limits cabling losses to 0.50% | 310.5 | 47.78 | 0.974 | 7.7 | 6.499 | 0-10V IEC60929 Annex E, 0-10V ANSI C137.1 (8V), PWM Signal, Adelphi | No | Inventronic RS232, Adelphi | TRUE |  | TRUE |  |  |  | No |  |  |  |  | PWM Signal | [6 empty] | Adelphi | [7 empty] | Inventronic RS232 |  |  | Adelphi |  | No | [20 empty] | 2024-01-22
Horticultural | H-PAE0N2 | P.L. Light Systems Canada Inc. | ParFX | ParFX Ultra | ParFX Ultra R78:W9:B5:FR8 | 3 | IIIOTC | TRUE | Indoor (Non-stacked), Indoor (Stacked), Greenhouse | Top light | Sole-Source, Supplemental | AC | 35 | 11.65 | 3.66 |  | 5 | 24.0 in |  | 2023-12-20 |  | Horticultural Lighting Fixture | 277 | 400 | No | TRUE | 3.4 | 2557 | 0 | 2556.8 | 125 | 241 | 2194 | 263 | [8 empty] | 3.4 | 2557 | 125 | 241 | 2194 | 262 |  |  |  |  | 751 | 751 | 0 | 0.993 | 8 |  |  |  |  | 751.2 | 277 | 0.995 | 8.2 |  | 0-10V Other Protocol | Dim to Off | LLT-M12-10002M2841 |  |  |  | TRUE |  |  | No | [19 empty] | LLT-M12-10002M2841 |  |  |  | TRUE | No | [20 empty] | 2023-12-20
Horticultural | H-QB0MY4 | Venntis Technologies, DBA TotalGrow Lights | TotalGrow | TotalGrow High Intensity Top-Light 330W Bar | TG33B4-R0J-28-D1-K0BJ6 | 3 | IIIOTG | TRUE | Indoor (Non-stacked), Indoor (Stacked), Greenhouse | Top light | Sole-Source, Supplemental | AC | 40 | 3 | 4 |  | 5 | 25.2 in |  | 2024-01-03 |  | Horticultural Lighting Fixture | 120 | 277 | No | TRUE | 2.59 | 897 | 0 | 896.6 | 144 | 244 | 509 | 10 | 907 | 2.61 | [6 empty] | 2.59 | 897 | 144 | 244 | 509 | 10 | 907 | 2.61 |  |  | 347 | 347 | 0 | 0.96 | 6 |  |  |  |  | 346.79 | 120 | 0.954 | 6.4 |  | 0-10V IEC60929 Annex E | Dim to Off | Proprietary Cable Fitting |  |  | TRUE |  |  |  | No | [19 empty] | Proprietary Cable Fitting |  |  |  | TRUE | No | [20 empty] | 2024-01-03
Horticultural | H-QZKWSG | Venntis Technologies, DBA TotalGrow Lights | TotalGrow | TotalGrow BF High Intensity Top-Light 640W Bar | TG64B4-R2J-25-D1-K0BA6 | 3 | IIIOTG | TRUE | Indoor (Non-stacked), Indoor (Stacked), Greenhouse | Top light | Sole-Source, Supplemental | AC | 40 | 3 | 4 |  | 5 | 43.2 in |  | 2024-01-03 |  | Horticultural Lighting Fixture | 120 | 277 | No | TRUE | 2.5 | 1664 | 0 | 1663.6 | 262 | 462 | 940 | 21 | 1685 | 2.54 | [6 empty] | 2.5 | 1664 | 262 | 462 | 940 | 21 | 1685 | 2.54 |  |  | 664 | 664 | 0 | 0.987 | 8 |  |  |  |  | 664.47 | 120 | 0.987 | 8 |  | 0-10V IEC60929 Annex E | Dim to Off | Proprietary Cable Fitting |  |  | TRUE |  |  |  | No | [19 empty] | Proprietary Cable Fitting |  |  |  | TRUE | No | [20 empty] | 2024-01-03
Horticultural | H-TADWO6 | P.L. Light Systems Canada Inc. | ParFX | ParFX Ultra Plus | ParFX Ultra Plus R37:W37:B18:FR8 | 3 | IIIOTC |  | Indoor (Non-stacked), Indoor (Stacked), Greenhouse | Top light | Sole-Source, Supplemental | AC | 35 | 13.98 | 4.13 |  | 5 | 22.8 in |  | 2023-12-20 |  | Horticultural Lighting Fixture | 277 | 400 | No | TRUE | 2.63 | 2682 | 0 | 2681.5 | 489 | 1079 | 1128 | 309 | [18 empty] | 1019 | 1019 | 0 | 0.996 | 8 | [9 empty] | 0-10V Other Protocol | Dim to Off | LLT-M12-10002M2841 |  |  |  | TRUE |  |  | No | [19 empty] | LLT-M12-10002M2841 |  |  |  | TRUE | No | [20 empty] | 2023-12-20
Horticultural | H-TCSRZH | BIOS Lighting | BIOS |  | BP-LUNA-635-BRDL01-1 | 3 | IIIOTD | TRUE | Indoor (Stacked), Greenhouse | Top light | Supplemental | AC | 40 | 4.57 | 4.12 |  | 5 | 38.4 in |  | 2023-12-21 |  | Horticultural Lighting Fixture | 120 | 277 | No | TRUE | 2.8 | 1803 | 0 | 1803 | 353 | 680 | 771 | 26 | [8 empty] | 2.8 | 1803 | 353 | 680 | 771 | 26 |  |  |  |  | 635 | 635 | 0 | 0.963 | 9.5 |  |  |  |  | 643.3 | 120 | 0.963 | 9.5 |  | 0-10V Other Protocol | Dim to Off | Flying Leads |  |  |  | TRUE |  |  | No | [17 empty] | TRUE | [5 empty] | TRUE | No | [20 empty] | 2023-12-21
Horticultural | H-TQ6KEP | Venntis Technologies, DBA TotalGrow Lights | TotalGrow | TotalGrow HE High Intensity Top-Light 330W Bar, 277-480V driver | TG33B4-R1J-31-D1-L0BJ6 | 3 | IIIOTG |  | Indoor (Non-stacked), Indoor (Stacked), Greenhouse | Top light | Sole-Source, Supplemental | AC | 40 | 3 | 4 |  | 5 | 25.2 in |  | 2024-01-03 |  | Horticultural Lighting Fixture | 277 | 480 | No | TRUE | 3.06 | 1053 | 0 | 1053.2 | 161 | 240 | 653 | 8 | 1061 | 3.06 | [16 empty] | 347 | 347 | 0 | 0.982 | 4 | [9 empty] | 0-10V IEC60929 Annex E | Dim to Off | Proprietary Cable Fitting |  |  | TRUE |  |  |  | No | [19 empty] | Proprietary Cable Fitting |  |  |  | TRUE | No | [20 empty] | 2024-01-03
Horticultural | H-UGO8CY | P.L. Light Systems Canada Inc. | ParFX | ParFX Ultra | ParFX Ultra R85:W5:B5:FR5 | 3 | IIIOTC | TRUE | Indoor (Non-stacked), Indoor (Stacked), Greenhouse | Top light | Sole-Source, Supplemental | AC | 35 | 11.65 | 3.66 |  | 5 | 24.0 in |  | 2023-12-20 |  | Horticultural Lighting Fixture | 277 | 400 | No | TRUE | 3.42 | 2753 | 0 | 2752.8 | 138 | 146 | 2472 | 176 | [8 empty] | 3.42 | 2753 | 138 | 145 | 2472 | 176 |  |  |  |  | 804 | 804 | 0 | 0.995 | 8 |  |  |  |  | 804.1 | 277 | 0.995 | 8.3 |  | 0-10V Other Protocol | Dim to Off | LLT-M12-10002M2841 |  |  |  | TRUE |  |  | No | [19 empty] | LLT-M12-10002M2841 |  |  |  | TRUE | No | [20 empty] | 2023-12-20
Horticultural | H-V678WH | Heliospectra AB | heliospectra | MitraX R60F | MIXR60F | 3 | UUUVPT | TRUE | Indoor (Non-stacked), Indoor (Stacked), Greenhouse | Top light | Sole-Source, Supplemental | DC | 45 | 3.8 | 2.6 |  | 5 | 40.8 in |  | 2023-12-05 |  | Horticultural Lighting Fixture | 48 | 48 | No | TRUE |  | 906 | 180 | 905.7 | 128 | 192 | 585 | 140 |  |  | 2.76 | 2.4 | [5 empty] | 906 | 128 | 192 | 585 | 140 |  |  | 2.76 |  | 328 | 328 | 65 |  |  | 6.5 | 365.5 | AC-derated performance is 90.19% efficiency at 51.78% loading on a 680W power source at 120V | 2 328.1W fixtures operating at 48V Parallel-wired with 5.91 feet of 14 AWG cabling to a 680W power source limits cabling losses to 0.53% | 328.1 | 50.49 | 0.999 | 4.8 | 6.498 | 0-10V IEC60929 Annex E, PWM Signal, Adelphi | No | Inventronic RS232, Adelphi |  |  | TRUE |  |  |  | No |  |  |  |  | PWM Signal | [6 empty] | Adelphi | [7 empty] | Inventronic RS232 |  |  | Adelphi |  | No | [20 empty] | 2023-12-05
Horticultural | H-W6SGEA | P.L. Light Systems Canada Inc. | ParFX | ParFX Ultra | ParFX Ultra R90:W5:B5 | 3 | IIIOSW | TRUE | Indoor (Non-stacked), Indoor (Stacked), Greenhouse | Top light | Sole-Source, Supplemental | AC | 35 | 11.65 | 3.66 |  | 5 | 24.0 in |  | 2023-11-30 |  | Horticultural Lighting Fixture | 277 | 400 | No | TRUE | 3.65 | 2761 | 0 | 2760.9 | 135 | 135 | 2493 | 14 | [8 empty] | 3.65 | 2761 | 135 | 135 | 2493 | 14 |  |  |  |  | 757 | 757 | 0 | 0.993 | 8 |  |  |  |  | 757.2 | 277 | 0.993 | 8.4 |  | 0-10V Other Protocol | Dim to Off | LLT-M12-10002M2841 |  |  |  | TRUE |  |  | No | [19 empty] | LLT-M12-10002M2841 |  |  |  | TRUE | No | [20 empty] | 2023-11-30
Horticultural | H-WXC56R | Venntis Technologies, DBA TotalGrow Lights | TotalGrow | TotalGrow High Intensity Top-Light 640W Bar | TG64B4-R0J-29-D1-K0BA6 | 3 | IIIOTG |  | Indoor (Non-stacked), Indoor (Stacked), Greenhouse | Top light | Sole-Source, Supplemental | AC | 40 | 3 | 4 |  | 5 | 43.2 in |  | 2024-01-03 |  | Horticultural Lighting Fixture | 120 | 277 | No | TRUE | 2.77 | 1847 | 0 | 1847.3 | 296 | 488 | 1063 | 18 | 1865 | 2.8 | [16 empty] | 667 | 667 | 0 | 0.987 | 8 | [9 empty] | 0-10V IEC60929 Annex E | Dim to Off | Proprietary Cable Fitting |  |  | TRUE |  |  |  | No | [19 empty] | Proprietary Cable Fitting |  |  |  | TRUE | No | [20 empty] | 2024-01-03
Horticultural | H-Y3GHS5 | P.L. Light Systems Canada Inc. | ParFX | ParFX Ultra Plus | ParFX Ultra Plus R57:W30:B12:FR1 | 3 | IIIOTC |  | Indoor (Non-stacked), Indoor (Stacked), Greenhouse | Top light | Sole-Source, Supplemental | AC | 35 | 13.98 | 4.13 |  | 5 | 22.8 in |  | 2023-12-20 |  | Horticultural Lighting Fixture | 277 | 400 | No | TRUE | 2.97 | 3060 | 0 | 3060.3 | 378 | 936 | 1759 | 80 | [18 empty] | 1032 | 1032 | 0 | 0.996 | 8 | [9 empty] | 0-10V Other Protocol | Dim to Off | LLT-M12-10002M2841 |  |  |  | TRUE |  |  | No | [19 empty] | LLT-M12-10002M2841 |  |  |  | TRUE | No | [20 empty] | 2023-12-20
Horticultural | H-YHTWM6 | Venntis Technologies, DBA TotalGrow Lights | TotalGrow | TotalGrow High Intensity Top-Light 640W Bar, 277-480V driver | TG64B4-R0J-29-D1-L0BA6 | 3 | IIIOTG |  | Indoor (Non-stacked), Indoor (Stacked), Greenhouse | Top light | Sole-Source, Supplemental | AC | 40 | 3 | 4 |  | 5 | 43.2 in |  | 2024-01-03 |  | Horticultural Lighting Fixture | 277 | 480 | No | TRUE | 2.77 | 1847 | 0 | 1847.3 | 296 | 488 | 1063 | 18 | 1865 | 2.8 | [16 empty] | 667 | 667 | 0 | 0.972 | 14 | [9 empty] | 0-10V IEC60929 Annex E | Dim to Off | Proprietary Cable Fitting |  |  | TRUE |  |  |  | No | [19 empty] | Proprietary Cable Fitting |  |  |  | TRUE | No | [20 empty] | 2024-01-03
Horticultural | H-ZSNB36 | P.L. Light Systems Canada Inc. | ParFX | ParFX Ultra | ParFX Ultra R57:W30:B12:FR1 | 3 | IIIOTC | TRUE | Indoor (Non-stacked), Indoor (Stacked), Greenhouse | Top light | Sole-Source, Supplemental | AC | 35 | 11.65 | 3.66 |  | 5 | 24.0 in |  | 2023-12-20 |  | Horticultural Lighting Fixture | 277 | 400 | No | TRUE | 2.85 | 2147 | 0 | 2146.6 | 263 | 667 | 1226 | 42 | [8 empty] | 2.85 | 2147 | 263 | 667 | 1226 | 42 |  |  |  |  | 754 | 754 | 0 | 0.992 | 8 |  |  |  |  | 753.7 | 277 | 0.993 | 8.1 |  | 0-10V Other Protocol | Dim to Off | LLT-M12-10002M2841 |  |  |  | TRUE |  |  | No | [19 empty] | LLT-M12-10002M2841 |  |  |  | TRUE | No | [20 empty] | 2023-12-20
Horticultural | H-0FTCXH | P.L. Light Systems Canada Inc. | P.L. Light Systems Canada Inc. | TriPlane RWMB_FR LO | TriPlane Single-Channel RWMB_FR Low Output (LO) 208-400V 0-10V Dim to Off *field adjustable spatial distribution | 3 | NNNPGX | TRUE | Indoor (Non-stacked), Greenhouse | Top light | Sole-Source, Supplemental | AC | 40 | 22.83 | 3.74 |  | 5 | 26.4 in |  | 2023-11-15 |  | Horticultural Lighting Fixture | 208 | 400 | No |  | 3 | 1312 |  |  | 86 | 109 | 1117 | 105 | [8 empty] | 3.05 | 1312 | 86 | 109 | 1117 | 105 |  |  |  |  | 431 |  |  | 0.995 | 5.2 |  |  |  |  | 430.87 | 208 | 0.95 | 12.6 |  |  | No
Horticultural | H-0I1CZY | P.L. Light Systems Canada Inc. | P.L. Light Systems Canada Inc. | TriPlane RWMB_FR HO | TriPlane Single-Channel RWMB_FR High Output (HO) 208-400V 0-10V Dim to Off *field adjustable spatial distribution | 3 | NNNPGX | TRUE | Indoor (Non-stacked), Greenhouse | Top light | Sole-Source, Supplemental | AC | 40 | 22.83 | 3.74 |  | 5 | 26.4 in |  | 2023-11-15 |  | Horticultural Lighting Fixture | 208 | 400 | No |  | 2.9 | 2036 |  |  | 136 | 170 | 1729 | 163 | [8 empty] | 2.93 | 2036 | 136 | 170 | 1729 | 163 |  |  |  |  | 694 |  |  | 0.997 | 4.5 |  |  |  |  | 693.96 | 208 | 0.997 | 4.5 |  |  | No
Horticultural | H-2AQUFK | Vertically Urban Ltd | Vertically Urban | Horti-Blaze | VU-HORTI-BLAZE-BZ05-603MM-CCHV-IP66 | 3 | EAEGEV | TRUE | Indoor (Non-stacked), Indoor (Stacked) | Top light, Intra-canopy | Sole-Source | DC | 40 | 0.3 | 0.09 |  | 5 | 24.0 in |  | 2023-10-30 |  | Horticultural Lighting Fixture | 16 | 360 | No | TRUE |  | 75 | 0 | 75.1 | 9 | 38 | 28 | 2 |  |  | 2.53 | 2.28 | [5 empty] | 75 | 9 | 38 | 28 | 2 |  |  | 2.53 |  | 30 | 30 | 0 |  |  | 1750 | 33.3 | AC-derated performance is 89.77% efficiency at 65% loading on a 600W power source at 277V | 20 29.68W fixtures operating at 16.95V Series-wired with 33 feet of 16 AWG cabling to a 635.77W power source limits cabling losses to 0.08% | 29.68 | 16.95 | 0.947 | 10 | 1751 | 0-10V IEC60929 Annex E | Dim to Off | Flying Leads |  |  | TRUE |  |  |  | No | [17 empty] | TRUE | [5 empty] | TRUE | No | [18 empty] | Horizontal
Horticultural | H-2ZH0IE | SOLISLIKE-TECH CO., LTD. | SOLISLIKE-TECH CO., LTD | LED TOP LIGHTING | SLE-S1000HOH | 3 | IIIOSL | TRUE | Indoor (Non-stacked), Indoor (Stacked), Greenhouse | Top light | Supplemental | AC | 35 | 47.24 | 4.33 |  | 5 | 43.2 in |  | 2023-10-31 |  | Horticultural Lighting Fixture | 120 | 277 | No | TRUE | 2.75 | 2786 | 463 | 2786 | 463 | 1164 | 1160 | 62 | [8 empty] | 2.75 | 2786 | 463 | 1164 | 1160 | 62 |  |  |  |  | 1000 | 1000 | 1000 | 0.991 | 4 |  |  |  |  | 1015 | 120 | 0.97 | 7.3 |  | 0-10V IEC60929 Annex E | Manual Dimming | RJ-14 |  |  | TRUE |  |  |  | No | [14 empty] | TRUE | [9 empty] | No | TRUE
Horticultural | H-34M8NC | Shenzhen Rio Tinto Opto-electronics Technology Co., Limited | Cretivity |  | CTII720W | 3 | RRRYDZ |  | Indoor (Non-stacked), Indoor (Stacked), Greenhouse | Top light | Supplemental | AC | 45 | 39.4 | 2.76 |  | 5 | 44.4 in |  | 2023-11-30 |  | Horticultural Lighting Fixture | 100 | 277 | No | TRUE | 2.69 | 1941 | 194.1 | 1941 | 360 | 801 | 782 | 50 | [18 empty] | 720 | 720 | 72 | 0.95 | 7 | [9 empty] | 0-10V IEC60929 Annex E | No | RJ-14, Knob Switch |  |  | TRUE |  |  |  | No | [14 empty] | TRUE |  |  |  |  | Knob Switch |  |  |  |  | No | [20 empty] | 2023-11-30
Horticultural | H-38QPOZ | FOHSE INC | FOHSE | Pisces 4FT 500W 277V | Pisces 4FT 500W 277V | 3 |  | TRUE | Indoor (Non-stacked), Indoor (Stacked) | Top light | Sole-Source | AC | 40 | 43.5 | 2.56 |  | 5 | 42.0 in |  | 2023-11-29 |  | Horticultural Lighting Fixture | 100 | 277 | No | TRUE | 2.76 | 1379 | 0 | 1378.8 | 410 | 646 | 325 | 25 | [8 empty] | 2.71 | 1368 | 410 | 644 | 325 | 25 |  |  |  |  | 500 | 500 | 0 | 0.999 | 2 |  |  |  |  | 505.1 | 277 | 0.99 | 1.9 |  | 0-10V IEC60929 Annex E | Dim to Off, Manual Dimming | RJ-11 |  |  | TRUE |  |  |  | No | [12 empty] | TRUE | [10 empty] | TRUE | No | TRUE | [19 empty] | 2023-11-29
Horticultural | H-4BZ9YJ | P.L. Light Systems Canada Inc. | ParFX | ParFX Ultra Plus | ParFX Ultra Plus R90:W5:B5 | 3 | IIIOSW | TRUE | Indoor (Non-stacked), Indoor (Stacked), Greenhouse | Top light | Sole-Source, Supplemental | AC | 35 | 13.98 | 4.13 |  | 5 | 22.8 in |  | 2023-11-30 |  | Horticultural Lighting Fixture | 277 | 400 | No | TRUE | 3.64 | 3788 | 0 | 3788.3 | 183 | 181 | 3427 | 25 | [8 empty] | 3.64 | 3788 | 183 | 181 | 3427 | 25 |  |  |  |  | 1041 | 1041 | 0 | 0.997 | 8 |  |  |  |  | 1041 | 277 | 0.997 | 8.3 |  | 0-10V Other Protocol | Dim to Off | LLT-M12-10002M2841 |  |  |  | TRUE |  |  | No | [19 empty] | LLT-M12-10002M2841 |  |  |  | TRUE | No | [20 empty] | 2023-11-30
Horticultural | H-4E0TSX | Vertically Urban Ltd | Vertically Urban | Horti-Blaze | VU-HORTI-BLAZE-BZ05-2352MM-CCHV-IP66 | 3 | EAEGEV |  | Indoor (Non-stacked), Indoor (Stacked) | Top light, Intra-canopy | Sole-Source | DC | 40 | 0.3 | 0.09 |  | 5 | 92.4 in |  | 2023-10-30 |  | Horticultural Lighting Fixture | 67 | 360 | No | TRUE |  | 300 | 0 | 300.4 | 37 | 150 | 113 | 6 |  |  | 2.53 | 2.28 | [14 empty] | 119 | 119 | 0 |  |  | 1750 | 132.2 | AC-derated performance is 89.77% efficiency at 65% loading on a 600W power source at 277V | 20 29.68W fixtures operating at 16.95V Series-wired with 33 feet of 16 AWG cabling to a 635.77W power source limits cabling losses to 0.08% | [5 empty] | 0-10V IEC60929 Annex E | Dim to Off | Flying Leads |  |  | TRUE |  |  |  | No | [17 empty] | TRUE | [5 empty] | TRUE | No | [18 empty] | Horizontal
Horticultural | H-6G21H3 | TSRgrow, LLC | TSRGROW | TG-100 | TG-100HVR-FP | 3 | UUUVPD | TRUE | Indoor (Non-stacked), Indoor (Stacked), Greenhouse | Top light | Sole-Source, Supplemental | DC | 40 | 3.1 | 1.4 |  | 5 | 45.6 in |  | 2023-10-31 |  | Horticultural Lighting Fixture | 240 | 260 | No | TRUE |  | 387 | 0 | 382 | 57 | 55 | 274 | 25 |  |  | 2.59 | 2.45 | [5 empty] | 387 | 57 | 55 | 274 | 25 |  |  | 2.59 |  | 150 | 150 | 0 |  |  | 1 | 159 | AC-derated performance is 94.59% efficiency at 49.88% loading on a 24000W power source at 208V | 20 149.5W fixtures operating at 250V Series-wired with 250 feet of 10 AWG cabling to a 3000W power source limits cabling losses to 0.00% | 149.51 | 240 |  |  | 0.626 | 0-10V IEC60929 Annex E, 0-10V ANSI C137.1 (8V), 0-10V ANSI C137.1 (9V), 0-10V Other Protocol, Power Over Ethernet, Ethernet TCP/IP, Ethernet Proprietary, BACnet, Modbus | Energy Monitoring, Dim to Off | RJ-11, RJ-12, RJ-45, USB, Flying Leads, Terminal Block | TRUE | TRUE | TRUE | TRUE |  |  | No |  | TRUE | TRUE | TRUE | BACnet, Modbus | [7 empty] | TRUE | TRUE |  | TRUE | TRUE | TRUE | TRUE |  |  |  |  | TRUE | Yes | [18 empty] | Vertical |  | 2024-02-08
Horticultural | H-6J8LNW | GML Solutions Ltd. | Grand Master LEDs | Tarantula Greenhouse 730 | GMLL0730W1I1E01B2 | 3 |  | TRUE | Indoor (Non-stacked), Greenhouse | Top light | Sole-Source | AC | 40 | 3.55 | 2.76 |  | 5 | 44.4 in |  | 2023-10-31 |  | Horticultural Lighting Fixture | 120 | 277 | No | TRUE | 3.15 | 2354 | 0 | 2354 | 468 | 660 | 1226 | 30 | [8 empty] | 3.15 | 2354 | 468 | 660 | 1226 | 30 |  |  |  |  | 747 | 746.5 | 0 | 0.999 | 5 |  |  |  |  | 746.5 | 120 | 0.998 | 4.8 |  | 0-10V IEC60929 Annex E | Dim to Off, Manual Dimming | RJ-14 |  |  | TRUE |  |  |  | No | [14 empty] | TRUE | [8 empty] | TRUE | No | TRUE | [19 empty] | 2023-10-31
Horticultural | H-7E6CBG | Acuity Brands Lighting | Verjure | Arize L2000 | VAE2 3 PKR XVOLT GZ10 XWD [All Options] | 3 | EAEGEW | TRUE | Indoor (Non-stacked), Greenhouse | Top light | Sole-Source, Supplemental | AC | 35 | 16.2 | 6.4 |  | 5 | 24.0 in |  | 2023-10-31 |  | Horticultural Lighting Fixture | 277 | 480 | No | TRUE | 3 | 3009 | 0 | 3009.2 | 236 | 445 | 2329 | 16 | 3026 | 3.02 | [6 empty] | 3 | 3009 | 236 | 445 | 2329 | 16 | 3026 | 3.02 |  |  | 1002 | 1002 | 1.5 | 0.963 | 9 |  |  |  |  | 1021.4 | 277 | 0.963 | 8.5 |  | 0-10V Other Protocol | No | GECA30H20-OO03B Dimming Cable |  |  |  | TRUE |  |  | No | [19 empty] | GECA30H20-OO03B Dimming Cable |  |  |  |  | No | [18 empty] | Horizontal |  | 2024-02-27
Horticultural | H-8BI3Q6 | Vertically Urban Ltd | Vertically Urban | Horti-Blaze | VU-HORTI-BLAZE-BZ05-1188MM-CCHV-IP66 | 3 | EAEGEV |  | Indoor (Non-stacked), Indoor (Stacked) | Top light, Intra-canopy | Sole-Source | DC | 40 | 0.3 | 0.09 |  | 5 | 46.8 in |  | 2023-10-30 |  | Horticultural Lighting Fixture | 33 | 360 | No | TRUE |  | 150 | 0 | 150.2 | 19 | 75 | 56 | 3 |  |  | 2.53 | 2.28 | [14 empty] | 59 | 59 | 0 |  |  | 1750 | 65.6 | AC-derated performance is 89.77% efficiency at 65% loading on a 600W power source at 277V | 20 29.68W fixtures operating at 16.95V Series-wired with 33 feet of 16 AWG cabling to a 635.77W power source limits cabling losses to 0.08% | [5 empty] | 0-10V IEC60929 Annex E | Dim to Off | Flying Leads |  |  | TRUE |  |  |  | No | [17 empty] | TRUE | [5 empty] | TRUE | No | [18 empty] | Horizontal
Horticultural | H-8V1KM6 | Acuity Brands Lighting | Verjure | Arize L2000 | VAE2 3 PKF XVOLT GZ10 XWD [All Options] | 3 | EAEGEW | TRUE | Indoor (Non-stacked), Greenhouse | Top light | Sole-Source, Supplemental | AC | 35 | 16.2 | 6.4 |  | 5 | 24.0 in |  | 2023-10-31 |  | Horticultural Lighting Fixture | 277 | 480 | No | TRUE | 2.9 | 2895 | 0 | 2894.5 | 226 | 417 | 2252 | 125 | 3020 | 3.03 | [6 empty] | 2.9 | 2895 | 226 | 417 | 2252 | 125 | 3020 | 3.03 |  |  | 997 | 997 | 1.5 | 0.963 | 9 |  |  |  |  | 1014 | 277 | 0.963 | 8.8 |  | 0-10V Other Protocol | No | GECA30H20-OO03B Dimming Cable |  |  |  | TRUE |  |  | No | [19 empty] | GECA30H20-OO03B Dimming Cable |  |  |  |  | No | [18 empty] | Horizontal |  | 2024-02-27
Horticultural | H-9ATZP1 | Acuity Brands Lighting | Verjure | Arize L2000 | VAE2 3 PKB XVOLT GZ10 XWD [All Options] | 3 | EAEGEW | TRUE | Indoor (Non-stacked), Greenhouse | Top light | Sole-Source, Supplemental | AC | 35 | 16.2 | 6.4 |  | 5 | 24.0 in |  | 2023-10-31 |  | Horticultural Lighting Fixture | 277 | 480 | No | TRUE | 2.95 | 3039 | 0 | 3039 | 463 | 440 | 2137 | 16 | 3056 | 2.96 | [6 empty] | 2.95 | 3039 | 463 | 440 | 2137 | 16 | 3056 | 2.96 |  |  | 1032 | 1032 | 1.5 | 0.965 | 9 |  |  |  |  | 1050.1 | 277 | 0.965 | 8.7 |  | 0-10V Other Protocol | No | GECA30H20-OO03B Dimming Cable |  |  |  | TRUE |  |  | No | [19 empty] | GECA30H20-OO03B Dimming Cable |  |  |  |  | No | [18 empty] | Horizontal |  | 2024-02-27
Horticultural | H-9W2GKB | GML Solutions Ltd. | Grand Master LEDs | Tarantula Vulcan Nitro | GMLL0700W5I2B16A2 | 3 | RRRYDM | TRUE | Indoor (Non-stacked), Indoor (Stacked) | Top light | Sole-Source | AC | 40 | 38.35 | 4.02 |  | 5 | 39.6 in |  | 2023-11-10 |  | Horticultural Lighting Fixture | 100 | 277 | No | TRUE | 2.8 | 2075 | 0 | 2075 | 326 | 853 | 897 | 203 | [8 empty] | 2.8 | 2075 | 326 | 853 | 897 | 203 |  |  |  |  | 741 | 740.7 | 0 | 0.995 | 5 |  |  |  |  | 740.7 | 120 | 0.995 | 4.6 |  | 0-10V IEC60929 Annex E, knob | Dim to Off, Manual Dimming | RJ-14 |  |  | TRUE |  |  |  | No |  |  |  |  | knob | [9 empty] | TRUE | [8 empty] | TRUE | No | TRUE
Horticultural | H-AVUQD5 | Acuity Brands Lighting | Verjure | Arize L2000 | VAE2 3 PKT XVOLT GZ10 XWD [All Options] | 3 | EAEGEW | TRUE | Indoor (Non-stacked), Greenhouse | Top light | Sole-Source, Supplemental | AC | 35 | 16.2 | 6.4 |  | 5 | 24.0 in |  | 2023-10-31 |  | Horticultural Lighting Fixture | 277 | 480 | No | TRUE | 3.14 | 3281 | 0 | 3281.4 | 139 | 252 | 2891 | 15 | 3296 | 3.16 | [6 empty] | 3.14 | 3281 | 139 | 252 | 2891 | 15 | 3296 | 3.16 |  |  | 1043 | 1043 | 1.5 | 0.965 | 9 |  |  |  |  | 1061 | 277 | 0.965 | 8.7 |  | 0-10V Other Protocol | No | GECA30H20-OO03B Dimming Cable |  |  |  | TRUE |  |  | No | [19 empty] | GECA30H20-OO03B Dimming Cable |  |  |  |  | No | [18 empty] | Horizontal |  | 2024-02-27
Horticultural | H-BU2E37 | Vertically Urban Ltd | Vertically Urban | Horti-Blaze | VU-HORTI-BLAZE-BZ03-2352MM-CCHV-IP66 | 3 | EAEGEV |  | Indoor (Non-stacked), Indoor (Stacked) | Top light, Intra-canopy | Sole-Source | DC | 40 | 0.3 | 0.09 |  | 5 | 92.4 in |  | 2023-10-30 |  | Horticultural Lighting Fixture | 67 | 360 | No | TRUE |  | 364 | 0 | 363.68 | 39 | 79 | 246 | 3 |  |  | 3.1 | 2.79 | [14 empty] | 117 | 117 | 0 |  |  | 1750 | 130 | AC-derated performance is 89.95% efficiency at 64.99% loading on a 600W power source at 277V | 20 29.68W fixtures operating at 16.95V Series-wired with 33 feet of 16 AWG cabling to a 635.77W power source limits cabling losses to 0.08% | [5 empty] | 0-10V IEC60929 Annex E | Dim to Off | Flying Leads |  |  | TRUE |  |  |  | No | [17 empty] | TRUE | [5 empty] | TRUE | No | [18 empty] | Horizontal
Horticultural | H-CMRS80 | P.L. Light Systems Canada Inc. | P.L. Light Systems Canada Inc. | TriPlane Linear RWMB_FR LO | TriPlane Linear Single-Channel RWMB_FR Low Output (LO) 208-400V 0-10V Dim to Off | 3 | EAEGEY | TRUE | Indoor (Non-stacked), Indoor (Stacked) | Top light | Sole-Source, Supplemental | DC | 40 | 6.14 | 3.74 |  | 5 | 25.2 in |  | 2023-11-17 |  | Horticultural Lighting Fixture | 42 | 230 | No | TRUE |  | 658 | 197.3 | 657.8 | 43 | 55 | 560 | 53 | 712 |  | 3.2 | 3 | 3.5 |  |  |  |  | 658 | 43 | 55 | 560 | 53 |  |  | 3.203 |  | 205 | 205 | 61.6 | 1 |  | 1.963 | 217 | AC-derated performance is 93.95% efficiency at 100% loading on a 660W power source at 208V | 2 205.376W fixtures operating at 104.6V Series-wired with 20 feet of 18 AWG cabling to a 660W power source limits cabling losses to 0.15% | 205.38 | 104.6 | 0.976 | 8.6 | 1.963 | 0-10V IEC60929 Annex E | Dim to Off | LLT-M12-10002M2841 |  |  | TRUE |  |  |  | No | [19 empty] | LLT-M12-10002M2841 |  |  |  | TRUE | No
Horticultural | H-CP9YAE | Shenzhen Rio Tinto Opto-electronics Technology Co., Limited | Cretivity |  | CTII720W H | 3 | RRRYDZ | TRUE | Indoor (Non-stacked), Indoor (Stacked), Greenhouse | Top light | Supplemental | AC | 45 | 39.4 | 2.76 |  | 5 | 44.4 in |  | 2023-11-30 |  | Horticultural Lighting Fixture | 277 | 480 | No | TRUE | 2.68 | 1898 | 189.8 | 1898 | 350 | 784 | 765 | 49 | [8 empty] | 2.68 | 1898 | 350 | 784 | 765 | 49 |  |  |  |  | 720 | 720 | 72 | 0.984 | 6 |  |  |  |  | 708.1 | 277 | 0.984 | 5.6 |  | 0-10V IEC60929 Annex E | No | RJ-14, Knob Switch |  |  | TRUE |  |  |  | No | [14 empty] | TRUE |  |  |  |  | Knob Switch |  |  |  |  | No | [20 empty] | 2023-11-30
Horticultural | H-CTRXZE | Acuity Brands Lighting | Verjure | Arize L2000 | VAE2 3 BRI XVOLT GZ10 XWD [All Options] | 3 | EAEGEW | TRUE | Indoor (Non-stacked), Greenhouse | Top light | Sole-Source, Supplemental | AC | 35 | 16.2 | 6.4 |  | 5 | 24.0 in |  | 2023-10-31 |  | Horticultural Lighting Fixture | 277 | 480 | No | TRUE | 2.6 | 2572 | 0 | 2572 | 462 | 850 | 1260 | 21 | 2594 | 2.63 | [6 empty] | 2.6 | 2572 | 462 | 850 | 1260 | 21 | 2594 | 2.63 |  |  | 988 | 988 | 1.5 | 0.962 | 9 |  |  |  |  | 1004.1 | 277 | 0.962 | 8.8 |  | 0-10V Other Protocol | No | GECA30H20-OO03B Dimming Cable |  |  |  | TRUE |  |  | No | [19 empty] | GECA30H20-OO03B Dimming Cable |  |  |  |  | No | [18 empty] | Horizontal |  | 2024-02-27
Horticultural | H-F129P6 | SHENZHEN SNC OPTO ELECTRONIC CO.,LTD. | SNC | LED GROW LIGHTS | SNC-GLS03-1000WS1NA1-aIST2Wegj | 3 | IIIOSH |  | Indoor (Non-stacked), Greenhouse | Top light | Supplemental | AC | 45 | 15.51 | 3.94 |  | 5 | 33.6 in |  | 2023-10-30 |  | Horticultural Lighting Fixture | 120 | 277 | No | TRUE | 2.35 | 2376 | 237.6 | 2350 | 457 | 826 | 1093 | 34 | [18 empty] | 1011 | 1000 | 100 | 0.9 | 15 | [9 empty] | 0-10V IEC60929 Annex E, Bluetooth Sig MESH and MMDL Layers | Manual Dimming | RJ-11, RJ-12, RJ-14, RJ-45, Wireless Radio |  |  | TRUE |  |  |  | No | [7 empty] | TRUE |  |  |  |  | TRUE | TRUE | TRUE | TRUE |  |  |  |  | TRUE |  |  |  | No | TRUE
Horticultural | H-F8YB3E | GML Solutions Ltd. | Grand Master LEDs | Tarantula Vulcan Nitro 1100 | GMLL1100W5I2A16C2 | 3 | RRRYDM | TRUE | Indoor (Non-stacked), Indoor (Stacked) | Top light | Sole-Source | AC | 40 | 38.35 | 4.02 |  | 5 | 39.6 in |  | 2023-11-10 |  | Horticultural Lighting Fixture | 200 | 277 | No | TRUE | 2.75 | 3037 | 0 | 3037 | 481 | 1246 | 1309 | 233 | [8 empty] | 2.74 | 3037 | 481 | 1246 | 1309 | 233 |  |  |  |  | 1106 | 1106 | 0 | 0.994 | 5 |  |  |  |  | 1106 | 240 | 0.994 | 4.9 |  | 0-10V IEC60929 Annex E, knob | Dim to Off, Manual Dimming | RJ-14 |  |  | TRUE |  |  |  | No |  |  |  |  | knob | [9 empty] | TRUE | [8 empty] | TRUE | No | TRUE
Horticultural | H-FCROWP | SHENZHEN SNC OPTO ELECTRONIC CO.,LTD. | SNC | LED GROW LIGHTS | SNC-GLL02-320WU1NA1-aIST2Weg | 3 | IIIOSK | TRUE | Indoor (Non-stacked), Greenhouse | Top light | Supplemental | AC | 45 | 4.13 | 2.83 |  | 5 | 21.6 in |  | 2023-10-31 |  | Horticultural Lighting Fixture | 120 | 277 | No | TRUE | 2.36 | 763 | 76.3 | 755 | 141 | 267 | 355 | 12 | [8 empty] | 2.36 | 763 | 141 | 267 | 355 | 12 |  |  |  |  | 324 | 320 | 32 | 0.9 | 15 |  |  |  |  | 323.7 | 120 | 0.966 | 9 |  | 0-10V IEC60929 Annex E, Bluetooth Sig MESH and MMDL Layers | Manual Dimming | RJ-11, RJ-12, RJ-14, RJ-45, Wireless Radio |  |  | TRUE |  |  |  | No | [7 empty] | TRUE |  |  |  |  | TRUE | TRUE | TRUE | TRUE |  |  |  |  | TRUE |  |  |  | No | TRUE
Horticultural | H-GT5MXR | Vertically Urban Ltd | Vertically Urban | Horti-Blaze | VU-HORTI-BLAZE-BZ03-1769MM-CCHV-IP66 | 3 | EAEGEV |  | Indoor (Non-stacked), Indoor (Stacked) | Top light, Intra-canopy | Sole-Source | DC | 40 | 0.3 | 0.09 |  | 5 | 69.6 in |  | 2023-10-30 |  | Horticultural Lighting Fixture | 50 | 360 | No | TRUE |  | 273 | 0 | 272.76 | 29 | 59 | 184 | 2 |  |  | 3.1 | 2.79 | [14 empty] | 88 | 88 | 0 |  |  | 1750 | 98 | AC-derated performance is 89.95% efficiency at 64.99% loading on a 600W power source at 277V | 20 29.68W fixtures operating at 16.95V Series-wired with 33 feet of 16 AWG cabling to a 635.77W power source limits cabling losses to 0.08% | [5 empty] | 0-10V IEC60929 Annex E | Dim to Off | Flying Leads |  |  | TRUE |  |  |  | No | [17 empty] | TRUE | [5 empty] | TRUE | No | [18 empty] | Horizontal
Horticultural | H-H3VEU9 | HLG | Horticulture Lighting Group |  | HLG TOMAHAWK X 720 HV | 3 | PPPTYV | TRUE | Indoor (Non-stacked), Indoor (Stacked) | Top light | Sole-Source | AC | 40 | 40 | 2.25 |  | 5 | 40.8 in |  | 2023-11-07 |  | Horticultural Lighting Fixture | 240 | 277 | No | TRUE | 2.99 | 2372 | 0 | 2133.8 | 385 | 755 | 1243 | 70 | [8 empty] | 2.99 | 2372 | 385 | 755 | 1243 | 69 |  |  |  |  | 792 | 750 | 0 | 0.994 | 7 |  |  |  |  | 792 | 277 | 0.991 | 6.7 |  | 0-10V Other Protocol | Dim to Off, Manual Dimming | RJ-11 |  |  |  | TRUE |  |  | No | [12 empty] | TRUE | [10 empty] | TRUE | No | TRUE | [17 empty] | Horizontal
Horticultural | H-HIKOCU | Shenzhen guanke technologies Co., Ltd | GK |  | G17-1640W-03 | 3 | UUUVOC | TRUE | Greenhouse | Top light | Supplemental | AC | 35 | 33.8 | 2.8 |  | 5 | 46.8 in |  | 2023-11-06 |  | Horticultural Lighting Fixture | 220 | 277 | No | TRUE | 2.83 | 4631 | 400 | 4631 | 795 | 1895 | 1944 | 98 | [8 empty] | 2.83 | 4631 | 795 | 1895 | 1944 | 98 |  |  |  |  | 1640 | 1640 | 160 | 0.988 | 5.9 |  |  |  |  | 1637 | 220.02 | 0.995 | 5.9 |  | 0-10V Other Protocol | No | RJ-12 |  |  |  | TRUE |  |  | No | [13 empty] | TRUE | [10 empty] | No
Horticultural | H-INJWG1 | KIND LED Grow Lights | KIND LED | Horticultural Luminaire | X1 | 3 | UUUVOV | TRUE | Indoor (Non-stacked), Greenhouse | Top light, Intra-canopy | Supplemental | AC | 35 | 3.94 | 3.15 |  | 5 | 46.8 in |  | 2023-10-27 |  | Horticultural Lighting Fixture | 120 | 277 | Yes | TRUE | 2.45 | 1469 | 224 | 1400 | 225 | 265 | 980 | 17 | [8 empty] | 2.45 | 1469 | 225 | 265 | 980 | 17 |  |  |  |  | 600 | 600 | 600 | 0.996 | 5 |  |  |  |  | 601.83 | 120 | 0.996 |  |  | 0-10V Other Protocol | No | RJ-14 |  |  |  | TRUE |  |  | No | [14 empty] | TRUE | [9 empty] | No
Horticultural | H-J3DZCX | Vertically Urban Ltd | Vertically Urban | Horti-Blaze | VU-HORTI-BLAZE-BZ01-603MM-CCHV-IP66 | 3 | EAEGEV | TRUE | Indoor (Non-stacked), Indoor (Stacked) | Top light, Intra-canopy | Sole-Source | DC | 40 | 0.3 | 0.09 |  | 5 | 24.0 in |  | 2023-11-16 |  | Horticultural Lighting Fixture | 19 | 400 | No | TRUE |  | 97 | 0 | 97.41 | 11 | 0 | 87 | 0 |  |  | 3.39 | 3.07 | [5 empty] | 97 | 11 | 0 | 87 | 0 |  |  | 3.39 |  | 29 | 29 | 0 |  |  | 1.5 | 32 | AC-derated performance is 90.69% efficiency at 65% loading on a 600W power source at 277V | 20 28.765W fixtures operating at 19.178V Series-wired with 33 feet of 16 AWG cabling to a 578.74W power source limits cabling losses to 0.06% | 28.765 | 19.178 | 0.947 | 10 | 1.499 | 0-10V IEC60929 Annex E | Dim to Off | Flying Leads |  |  | TRUE |  |  |  | No | [17 empty] | TRUE | [5 empty] | TRUE | No | [18 empty] | Horizontal
Horticultural | H-JAFHUG | GML Solutions Ltd. | Grand Master LEDs | Tarantula Greenhouse 1000 | GMLL1000W2I1B01C2 | 3 | RRRYDI | TRUE | Indoor (Non-stacked), Greenhouse | Top light | Sole-Source | AC | 40 | 11.89 | 5.48 |  | 5 | 31.2 in |  | 2023-10-31 |  | Horticultural Lighting Fixture | 200 | 277 | No | TRUE | 3.22 | 3227 | 0 | 3227 | 675 | 894 | 1657 | 40 | [8 empty] | 3.22 | 3227 | 675 | 894 | 1657 | 39 |  |  |  |  | 1002 | 1002 | 0 | 0.992 | 5 |  |  |  |  | 1002 | 240 | 0.992 | 5 |  | 0-10V IEC60929 Annex E | Dim to Off, Manual Dimming | RJ-14 |  |  | TRUE |  |  |  | No | [14 empty] | TRUE | [8 empty] | TRUE | No | TRUE
Horticultural | H-KQ23FO | Vertically Urban Ltd | Vertically Urban | Horti-Blaze | VU-HORTI-BLAZE-BZ01-1188MM-CCHV-IP66 | 3 | EAEGEV |  | Indoor (Non-stacked), Indoor (Stacked) | Top light, Intra-canopy | Sole-Source | DC | 40 | 0.3 | 0.09 |  | 5 | 46.8 in |  | 2023-11-16 |  | Horticultural Lighting Fixture | 39 | 400 | No | TRUE |  | 195 | 0 | 194.8 | 21 | 0 | 174 | 0 |  |  | 3.39 | 3.07 | [14 empty] | 58 | 58 | 0 |  |  | 1.5 | 64 | AC-derated performance is 90.69% efficiency at 65% loading on a 600W power source at 277V | 20 28.765W fixtures operating at 19.178V Series-wired with 33 feet of 16 AWG cabling to a 578.74W power source limits cabling losses to 0.06% | [5 empty] | 0-10V IEC60929 Annex E | Dim to Off | Flying Leads |  |  | TRUE |  |  |  | No | [17 empty] | TRUE | [5 empty] | TRUE | No | [18 empty] | Horizontal
Horticultural | H-L3NWTA | Vertically Urban Ltd | Vertically Urban | Horti-Blaze | VU-HORTI-BLAZE-BZ01-2352MM-CCHV-IP66 | 3 | EAEGEV |  | Indoor (Non-stacked), Indoor (Stacked) | Top light, Intra-canopy | Sole-Source | DC | 40 | 0.3 | 0.09 |  | 5 | 92.4 in |  | 2023-11-16 |  | Horticultural Lighting Fixture | 79 | 400 | No | TRUE |  | 390 | 0 | 389.6 | 42 | 1 | 347 | 1 |  |  | 3.39 | 3.07 | [14 empty] | 115 | 115 | 0 |  |  | 1.5 | 128 | AC-derated performance is 90.69% efficiency at 65% loading on a 600W power source at 277V | 20 28.765W fixtures operating at 19.178V Series-wired with 33 feet of 16 AWG cabling to a 578.74W power source limits cabling losses to 0.06% | [5 empty] | 0-10V IEC60929 Annex E | Dim to Off | Flying Leads |  |  | TRUE |  |  |  | No | [17 empty] | TRUE | [5 empty] | TRUE | No | [18 empty] | Horizontal
Horticultural | H-N37VS8 | Signify North America Corporation – Horti LED | Philips | GreenPower LED Toplighting Compact | GPL TLC 2350 DRW_MB 277-400V 1.3D SB | 3 | PPPUDH |  | Indoor (Non-stacked), Indoor (Stacked), Greenhouse | Top light | Sole-Source, Supplemental | AC | 40 | 9.5 | 3.5 |  | 5 | 28.8 in |  | 2023-10-10 |  | Horticultural Lighting Fixture | 277 | 400 | No | TRUE | 3.22 | 2350 | 235 | 2350 | 259 | 129 | 1962 |  | 2350 | 3.22 | [16 empty] | 730 | 730 | 64 | 0.98 | 15 | [9 empty] | Power Line Communication, No | No | Mains Cable + Wieland Connector, No | [6 empty] | No |  |  |  |  | Power Line Communication | [6 empty] | No | [7 empty] | Mains Cable + Wieland Connector |  |  | No |  | No | [20 empty] | 2023-10-10
Horticultural | H-NPULT7 | Signify North America Corporation – Horti LED | Philips | GreenPower LED Toplighting Compact | GPL TLC 2400 DRB_LB 277-400V 1.3D SB | 3 | PPPUDH |  | Indoor (Non-stacked), Indoor (Stacked), Greenhouse | Top light | Sole-Source, Supplemental | AC | 40 | 9.5 | 3.5 |  | 5 | 28.8 in |  | 2023-10-10 |  | Horticultural Lighting Fixture | 277 | 400 | No | TRUE | 3.43 | 2400 | 240 | 2400 | 139 |  | 2261 |  | 2400 | 3.43 | [16 empty] | 700 | 700 | 61 | 0.98 | 15 | [9 empty] | Power Line Communication, No | No | Mains Cable + Wieland Connector, No | [6 empty] | No |  |  |  |  | Power Line Communication | [6 empty] | No | [7 empty] | Mains Cable + Wieland Connector |  |  | No |  | No | [20 empty] | 2023-10-10
Horticultural | H-O47V0X | Vertically Urban Ltd | Vertically Urban | Horti-Blaze | VU-HORTI-BLAZE-BZ03-603MM-CCHV-IP66 | 3 | EAEGEV | TRUE | Indoor (Non-stacked), Indoor (Stacked) | Top light, Intra-canopy | Sole-Source | DC | 40 | 0.3 | 0.09 |  | 5 | 24.0 in |  | 2023-10-30 |  | Horticultural Lighting Fixture | 16 | 360 | No | TRUE |  | 91 | 0 | 90.92 | 10 | 20 | 61 | 1 |  |  | 3.1 | 2.79 | [5 empty] | 91 | 10 | 20 | 61 | 1 |  |  | 3.1 |  | 29 | 29 | 0 |  |  | 1750 | 33 | AC-derated performance is 89.95% efficiency at 64.99% loading on a 600W power source at 277V | 20 29.68W fixtures operating at 16.95V Series-wired with 33 feet of 16 AWG cabling to a 635.77W power source limits cabling losses to 0.08% | 29.33 | 16.76 | 0.946 | 10.2 | 1750 | 0-10V IEC60929 Annex E | Dim to Off | Flying Leads |  |  | TRUE |  |  |  | No | [17 empty] | TRUE | [5 empty] | TRUE | No | [18 empty] | Horizontal
Horticultural | H-P485VQ | SHENZHEN SNC OPTO ELECTRONIC CO.,LTD. | SNC | LED GROW LIGHTS | SNC-GLL02-1000WU1NA1-aIST2Weg | 3 | IIIOSK | TRUE | Indoor (Non-stacked), Greenhouse | Top light | Supplemental | AC | 45 | 6.3 | 3.23 |  | 5 | 42.0 in |  | 2023-10-31 |  | Horticultural Lighting Fixture | 120 | 277 | No | TRUE | 2.33 | 2367 | 236.7 | 2330 | 433 | 822 | 1112 | 31 | [8 empty] | 2.33 | 2367 | 433 | 822 | 1112 | 31 |  |  |  |  | 1015 | 1000 | 100 | 0.9 | 15 |  |  |  |  | 1015.28 | 120 | 0.967 | 7.4 |  | 0-10V IEC60929 Annex E, Bluetooth Sig MESH and MMDL Layers | Manual Dimming | RJ-11, RJ-12, RJ-14, RJ-45, Wireless Radio |  |  | TRUE |  |  |  | No | [7 empty] | TRUE |  |  |  |  | TRUE | TRUE | TRUE | TRUE |  |  |  |  | TRUE |  |  |  | No | TRUE
Horticultural | H-SG0W56 | SHENZHEN SNC OPTO ELECTRONIC CO.,LTD. | SNC | LED GROW LIGHTS | SNC-GLS03-1200WS1NA1-aIST2Wegj | 3 | IIIOSH |  | Indoor (Non-stacked), Greenhouse | Top light | Supplemental | AC | 45 | 15.51 | 3.94 |  | 5 | 33.6 in |  | 2023-10-30 |  | Horticultural Lighting Fixture | 120 | 277 | No | TRUE | 2.34 | 2826 | 282.6 | 2808 | 550 | 980 | 1297 | 40 | [18 empty] | 1210 | 1200 | 120 | 0.9 | 15 | [9 empty] | 0-10V IEC60929 Annex E, Bluetooth Sig MESH and MMDL Layers | Manual Dimming | RJ-11, RJ-12, RJ-14, RJ-45, Wireless Radio |  |  | TRUE |  |  |  | No | [7 empty] | TRUE |  |  |  |  | TRUE | TRUE | TRUE | TRUE |  |  |  |  | TRUE |  |  |  | No | TRUE
Horticultural | H-T2M4IW | SOLISLIKE-TECH CO., LTD. | SOLISLIKE-TECH CO., LTD | LED TOP LIGHTING | SLE-S800HOH | 3 | IIIOSL | TRUE | Indoor (Non-stacked), Indoor (Stacked), Greenhouse | Top light | Supplemental | AC | 35 | 47.24 | 4.33 |  | 5 | 43.2 in |  | 2023-10-31 |  | Horticultural Lighting Fixture | 120 | 277 | No | TRUE | 2.76 | 2246 | 392.2 | 2237 | 393 | 931 | 924 | 54 | [8 empty] | 2.76 | 2246 | 393 | 931 | 924 | 54 |  |  |  |  | 800 | 800 | 800 | 0.985 | 4 |  |  |  |  | 810.1 | 277 | 0.953 | 6.9 |  | 0-10V IEC60929 Annex E | Manual Dimming | RJ-14 |  |  | TRUE |  |  |  | No | [14 empty] | TRUE | [9 empty] | No | TRUE
Horticultural | H-TA1QDN | P.L. Light Systems Canada Inc. | P.L. Light Systems Canada Inc. | TriPlane Linear Daylight HO | TriPlane Linear Single-Channel Daylight High Output (HO) 208-400V 0-10V Dim to Off | 3 | EAEGEY |  | Indoor (Non-stacked), Indoor (Stacked) | Top light | Sole-Source, Supplemental | DC | 40 | 6.14 | 3.74 |  | 5 | 25.2 in |  | 2023-11-17 |  | Horticultural Lighting Fixture | 56 | 308 | No | TRUE |  | 813 | 243.8 | 812.5 | 213 | 280 | 320 | 7 | 825 |  | 2.7 | 2.55 | 2.7 | [13 empty] | 303 | 303 | 90.9 | 1 |  | 2.24 | 320 | AC-derated performance is 93.95% efficiency at 100% loading on a 660W power source at 208V | [6 empty] | 0-10V IEC60929 Annex E | Dim to Off | LLT-M12-10002M2841 |  |  | TRUE |  |  |  | No | [19 empty] | LLT-M12-10002M2841 |  |  |  | TRUE | No
Horticultural | H-TXB4I8 | P.L. Light Systems Canada Inc. | P.L. Light Systems Canada Inc. | TriPlane Linear RWMB LO | TriPlane Linear Single-Channel RWMB Low Output (LO) 208-400V 0-10V Dim to Off | 3 | EAEGEY | TRUE | Indoor (Non-stacked), Indoor (Stacked) | Top light | Sole-Source, Supplemental | DC | 40 | 6.14 | 3.74 |  | 5 | 25.2 in |  | 2023-11-17 |  | Horticultural Lighting Fixture | 63 | 345 | No | TRUE |  | 624 | 187.3 | 624.2 | 34 | 47 | 544 | 3 | 628 |  | 3.3 | 3.11 | 3.4 |  |  |  |  | 624 | 34 | 47 | 544 | 3 |  |  | 3.338 |  | 187 | 187 | 56.1 | 1 |  | 1.294 | 198 | AC-derated performance is 93.95% efficiency at 100% loading on a 660W power source at 208V |  | 186.98 | 144.5 | 0.959 | 8.1 | 1.294 | 0-10V IEC60929 Annex E | Dim to Off | LLT-M12-10002M2841 |  |  | TRUE |  |  |  | No | [19 empty] | LLT-M12-10002M2841 |  |  |  | TRUE | No
Horticultural | H-UGJ5RV | SHENZHEN SNC OPTO ELECTRONIC CO.,LTD. | SNC | LED GROW LIGHTS | SNC-GLS03-800WS1NA1-aIST2Wegj | 3 | IIIOSH | TRUE | Indoor (Non-stacked), Greenhouse | Top light | Supplemental | AC | 45 | 15.51 | 3.94 |  | 5 | 21.6 in |  | 2023-10-30 |  | Horticultural Lighting Fixture | 120 | 277 | No | TRUE | 2.33 | 1904 | 190.4 | 1864 | 363 | 661 | 880 | 27 | [8 empty] | 2.33 | 1904 | 363 | 661 | 880 | 27 |  |  |  |  | 816 | 800 | 80 | 0.9 | 15 |  |  |  |  | 815.59 | 120 | 0.978 | 6.7 |  | 0-10V IEC60929 Annex E, Bluetooth Sig MESH and MMDL Layers | Manual Dimming | RJ-11, RJ-12, RJ-14, RJ-45, Wireless Radio |  |  | TRUE |  |  |  | No | [7 empty] | TRUE |  |  |  |  | TRUE | TRUE | TRUE | TRUE |  |  |  |  | TRUE |  |  |  | No | TRUE
Horticultural | H-UL8YSV | Vertically Urban Ltd | Vertically Urban | Horti-Blaze | VU-HORTI-BLAZE-BZ01-1769MM-CCHV-IP66 | 3 | EAEGEV |  | Indoor (Non-stacked), Indoor (Stacked) | Top light, Intra-canopy | Sole-Source | DC | 40 | 0.3 | 0.09 |  | 5 | 69.6 in |  | 2023-11-16 |  | Horticultural Lighting Fixture | 59 | 400 | No | TRUE |  | 292 | 0 | 292.2 | 32 | 0 | 260 | 1 |  |  | 3.39 | 3.07 | [14 empty] | 86 | 86 | 0 |  |  | 1.5 | 96 | AC-derated performance is 90.69% efficiency at 65% loading on a 600W power source at 277V | 20 28.765W fixtures operating at 19.178V Series-wired with 33 feet of 16 AWG cabling to a 578.74W power source limits cabling losses to 0.06% | [5 empty] | 0-10V IEC60929 Annex E | Dim to Off | Flying Leads |  |  | TRUE |  |  |  | No | [17 empty] | TRUE | [5 empty] | TRUE | No | [18 empty] | Horizontal
Horticultural | H-V2KZBQ | P.L. Light Systems Canada Inc. | P.L. Light Systems Canada Inc. | TriPlane Linear Daylight LO | TriPlane Linear Single-Channel Daylight Low Output (LO) 208-400V 0-10V Dim to Off | 3 | EAEGEY | TRUE | Indoor (Non-stacked), Indoor (Stacked) | Top light | Sole-Source, Supplemental | DC | 40 | 6.14 | 3.74 |  | 5 | 25.2 in |  | 2023-11-17 |  | Horticultural Lighting Fixture | 64 | 353 | No | TRUE |  | 475 | 142.4 | 474.7 | 125 | 164 | 187 | 4 | 482 |  | 2.7 | 2.54 | 2.7 |  |  |  |  | 475 | 125 | 163 | 187 | 4 |  |  | 2.662 |  | 178 | 178 | 53.4 | 1 |  | 1.12 | 188 | AC-derated performance is 93.95% efficiency at 100% loading on a 660W power source at 208V | 2 178.3W fixtures operating at 160.3V Series-wired with 20 feet of 18 AWG cabling to a 660W power source limits cabling losses to 0.05% | 178.3 | 160.3 | 0.987 | 9 | 1.12 | 0-10V IEC60929 Annex E | Dim to Off | LLT-M12-10002M2841 |  |  | TRUE |  |  |  | No | [19 empty] | LLT-M12-10002M2841 |  |  |  | TRUE | No
Horticultural | H-V514YT | P.L. Light Systems Canada Inc. | P.L. Light Systems Canada Inc. | TriPlane Linear RWMB_FR HO | TriPlane Linear Single-Channel RWMB_FR High Output (HO) 208-400V 0-10V Dim to Off | 3 | EAEGEY |  | Indoor (Non-stacked), Indoor (Stacked) | Top light | Sole-Source, Supplemental | DC | 40 | 6.14 | 3.74 |  | 5 | 25.2 in |  | 2023-11-17 |  | Horticultural Lighting Fixture | 42 | 230 | No | TRUE |  | 1021 | 306.3 | 1020.9 | 67 | 85 | 869 | 82 | 1105 |  | 3.1 | 2.91 | 3.4 | [13 empty] | 331.1 | 331.1 | 99.3 | 1 |  | 3.17 | 350 | AC-derated performance is 93.95% efficiency at 100% loading on a 660W power source at 208V | [6 empty] | 0-10V IEC60929 Annex E | Dim to Off | LLT-M12-10002M2841 |  |  | TRUE |  |  |  | No | [19 empty] | LLT-M12-10002M2841 |  |  |  | TRUE | No
Horticultural | H-WRSPHA | SINOWELL INC | FLEXSTAR | 200W LED BAR | FLEXSTAR 200W LED | 3 | IIIOSI | TRUE | Indoor (Non-stacked), Indoor (Stacked), Greenhouse | Top light | Sole-Source, Supplemental | AC | 30 | 2.36 | 2.83 |  | 5 | 48.0 in |  | 2023-10-30 |  | Horticultural Lighting Fixture | 200 | 277 | No | TRUE | 3.2 | 640 | 248 | 620 | 50 | 90 | 490 | 10 | [8 empty] | 3.05 | 631 | 51 | 87 | 493 | 6 |  |  |  |  | 200 | 200 | 60w | 0.9 | 20 |  |  |  |  | 206.41 | 200 | 0.993 | 9 |  | 0-10V IEC60929 Annex E, 0-10V ANSI C137.1 (8V), 0-10V ANSI C137.1 (9V), 0-10V Other Protocol, NX-1 | Dim to Off, Manual Dimming | RJ-14 | TRUE | TRUE | TRUE | TRUE |  |  | No |  |  |  |  | NX-1 | [9 empty] | TRUE | [8 empty] | TRUE | No | TRUE
Horticultural | H-X1DN4K | Vertically Urban Ltd | Vertically Urban | Horti-Blaze | VU-HORTI-BLAZE-BZ03-1188MM-CCHV-IP66 | 3 | EAEGEV |  | Indoor (Non-stacked), Indoor (Stacked) | Top light, Intra-canopy | Sole-Source | DC | 40 | 0.3 | 0.09 |  | 5 | 46.8 in |  | 2023-10-30 |  | Horticultural Lighting Fixture | 33 | 360 | No | TRUE |  | 182 | 0 | 181.84 | 20 | 39 | 123 | 2 |  |  | 3.1 | 2.79 | [14 empty] | 59 | 59 | 0 |  |  | 1750 | 65 | AC-derated performance is 89.95% efficiency at 64.99% loading on a 600W power source at 277V | 20 29.68W fixtures operating at 16.95V Series-wired with 33 feet of 16 AWG cabling to a 635.77W power source limits cabling losses to 0.08% | [5 empty] | 0-10V IEC60929 Annex E | Dim to Off | Flying Leads |  |  | TRUE |  |  |  | No | [17 empty] | TRUE | [5 empty] | TRUE | No | [18 empty] | Horizontal
Horticultural | H-XBY0GQ | P.L. Light Systems Canada Inc. | P.L. Light Systems Canada Inc. | TriPlane Linear RWMB HO | TriPlane Linear Single-Channel RWMB High Output (HO) 208-400V 0-10V Dim to Off | 3 | EAEGEY | TRUE | Indoor (Non-stacked), Greenhouse | Top light | Sole-Source, Supplemental | DC | 40 | 6.14 | 3.74 |  | 5 | 25.2 in |  | 2023-11-17 |  | Horticultural Lighting Fixture | 50 | 273 | No | TRUE |  | 1032 | 309.7 | 1032.2 | 68 | 93 | 871 | 6 | 1040 |  | 3.3 | 3.12 | 3.3 |  |  |  |  | 1032 | 67 | 93 | 871 | 6 |  |  | 3.254 |  | 317 | 317 | 95.1 | 1 |  | 2.574 | 335 | AC-derated performance is 93.95% efficiency at 100% loading on a 660W power source at 208V | 2 317.168W fixtures operating at 123.2V Series-wired with 20 feet of 18 AWG cabling to a 660W power source limits cabling losses to 0.16% | 317.17 | 123.2 | 0.983 | 5.8 | 2.574 | 0-10V IEC60929 Annex E | Dim to Off | LLT-M12-10002M2841 |  |  | TRUE |  |  |  | No | [19 empty] | LLT-M12-10002M2841 |  |  |  | TRUE | No
Horticultural | H-XCZNG3 | FOHSE INC | FOHSE | Pisces 4FT 500W 480V | Pisces 4FT 500W 480V | 3 | 0 |  | Indoor (Non-stacked), Indoor (Stacked) | Top light | Sole-Source | AC | 40 | 43.5 | 2.56 |  | 5 | 42.0 in |  | 2023-11-29 |  | Horticultural Lighting Fixture | 277 | 480 | No | TRUE | 2.78 | 1388 | 0 | 1387.6 | 405 | 637 | 319 | 24 | [18 empty] | 500 | 500 | 0 | 0.999 | 2 | [9 empty] | 0-10V IEC60929 Annex E | Dim to Off, Manual Dimming | RJ-11 |  |  | TRUE |  |  |  | No | [12 empty] | TRUE | [10 empty] | TRUE | No | TRUE | [19 empty] | 2023-11-29
Horticultural | H-Y5U1TL | GML Solutions Ltd. | Grand Master LEDs | Tarantula Borg | GMLL1500W6I2A16A2 | 3 |  | TRUE | Indoor (Non-stacked), Indoor (Stacked) | Top light | Sole-Source | AC | 40 | 45.67 | 4.15 |  | 5 | 45.6 in |  | 2023-10-31 |  | Horticultural Lighting Fixture | 100 | 277 | Yes | TRUE | 2.65 | 4058 | 0 | 4058 | 776 | 1401 | 1881 | 354 | [8 empty] | 2.65 | 4058 | 776 | 1401 | 1881 | 354 |  |  |  |  | 1529 | 1529 | 0 | 0.998 | 6 |  |  |  |  | 1529 | 120 | 0.998 | 5.9 |  | 0-10V IEC60929 Annex E, knob | Dim to Off, Manual Dimming | RJ-45 |  |  | TRUE |  |  |  | No |  |  |  |  | knob | [10 empty] | TRUE | [7 empty] | TRUE | No | TRUE | [19 empty] | 2023-10-31
Horticultural | H-Y8STNQ | GML Solutions Ltd. | Grand Master LEDs | Tarantula Torch 900 | GMLL0900W6I1B17C2 | 3 | RRRYCS | TRUE | Indoor (Non-stacked), Indoor (Stacked) | Top light | Sole-Source | AC | 40 | 43.66 | 4.09 |  | 5 | 44.4 in |  | 2023-10-10 |  | Horticultural Lighting Fixture | 200 | 277 | No | TRUE | 2.71 | 2438 | 0 | 2438 | 445 | 913 | 1080 | 153 | [8 empty] | 2.71 | 2438 | 445 | 913 | 1080 | 153 |  |  |  |  | 899 | 899 | 0 | 0.993 | 7 |  |  |  |  | 899.3 | 240 | 0.993 | 6.2 |  | 0-10V IEC60929 Annex E, knob | Dim to Off, Manual Dimming | RJ-14 |  |  | TRUE |  |  |  | No |  |  |  |  | knob | [9 empty] | TRUE | [8 empty] | TRUE | No | TRUE
Horticultural | H-YEK31P | Vertically Urban Ltd | Vertically Urban | Horti-Blaze | VU-HORTI-BLAZE-BZ05-1769MM-CCHV-IP66 | 3 | EAEGEV |  | Indoor (Non-stacked), Indoor (Stacked) | Top light, Intra-canopy | Sole-Source | DC | 40 | 0.3 | 0.09 |  | 5 | 69.6 in |  | 2023-10-30 |  | Horticultural Lighting Fixture | 50 | 360 | No | TRUE |  | 225 | 0 | 225.3 | 28 | 113 | 85 | 5 |  |  | 2.53 | 2.28 | [14 empty] | 89 | 89 | 0 |  |  | 1750 | 98.9 | AC-derated performance is 89.77% efficiency at 65% loading on a 600W power source at 277V | 20 29.68W fixtures operating at 16.95V Series-wired with 33 feet of 16 AWG cabling to a 635.77W power source limits cabling losses to 0.08% | [5 empty] | 0-10V IEC60929 Annex E | Dim to Off | Flying Leads |  |  | TRUE |  |  |  | No | [17 empty] | TRUE | [5 empty] | TRUE | No | [18 empty] | Horizontal
Horticultural | H-01VI4P | Signify North America Corporation – Horti LED | Philips | GreenPower LED Toplighting Compact | GPL TLC 1850 DRWFR_5 200-400V 1.3D SB | 3 | PPPUDH |  | Indoor (Non-stacked), Indoor (Stacked), Greenhouse | Top light | Sole-Source, Supplemental | AC | 40 | 9.5 | 3.5 |  | 5 | 28.8 in |  | 2023-09-15 |  | Horticultural Lighting Fixture | 200 | 400 | No | TRUE | 3.4 | 1767 | 185 | 1850 | 88 | 159 | 1519 | 83 | 1850 | 3.56 | [16 empty] | 520 | 520 | 50.3 | 0.98 | 15 | [9 empty] | Power Line Communication, No | No | Mains Cable + Wieland Connector, No | [6 empty] | No |  |  |  |  | Power Line Communication | [6 empty] | No | [7 empty] | Mains Cable + Wieland Connector |  |  | No |  | No | [20 empty] | 2023-09-15
Horticultural | H-0DK61Z | Signify North America Corporation – Horti LED | Philips | GreenPower LED Toplighting Compact | GPL TLC 1775 DRW2_LB 200-400V 1.3D WB | 3 | PPPUDH |  | Indoor (Non-stacked), Indoor (Stacked), Greenhouse | Top light | Sole-Source, Supplemental | AC | 40 | 9.5 | 3.5 |  | 5 | 28.8 in |  | 2023-09-15 |  | Horticultural Lighting Fixture | 200 | 400 | No | TRUE | 3.41 | 1775 | 177.5 | 1775 | 89 | 160 | 1527 |  | 1775 | 3.41 | [16 empty] | 520 | 520 | 49.8 | 0.98 | 15 | [9 empty] | Power Line Communication, No | No | Mains Cable + Wieland Connector, No | [6 empty] | No |  |  |  |  | Power Line Communication | [6 empty] | No | [7 empty] | Mains Cable + Wieland Connector |  |  | No |  | No | [20 empty] | 2023-09-15
Horticultural | H-15PF7U | Signify North America Corporation – Horti LED | Philips | GreenPower LED Toplighting Compact | GPL TLC 2500 DRW2_LB 277-400V 1.3D SB | 3 | PPPUDH |  | Indoor (Non-stacked), Indoor (Stacked), Greenhouse | Top light | Sole-Source, Supplemental | AC | 40 | 9.5 | 3.5 |  | 5 | 28.8 in |  | 2023-09-15 |  | Horticultural Lighting Fixture | 277 | 400 | No | TRUE | 3.33 | 2500 | 250 | 2500 | 125 | 225 | 2150 |  | 2500 | 3.33 | [16 empty] | 750 | 750 | 66.6 | 0.98 | 15 | [9 empty] | Power Line Communication, No | No | Mains Cable + Wieland Connector, No | [6 empty] | No |  |  |  |  | Power Line Communication | [6 empty] | No | [7 empty] | Mains Cable + Wieland Connector |  |  | No |  | No | [20 empty] | 2023-09-15
Horticultural | H-1B2APR | LG-LED SOLUTIONS LIMITED | MARS HYDRO | Horticultural Luminaires | FC-1000W | 3 | UUUVNZ | TRUE | Greenhouse | Top light, Intra-canopy | Supplemental | AC | 40 | 45.3 | 3.74 |  | 5 | 67.2 in |  | 2023-09-26 |  | Horticultural Lighting Fixture | 120 | 277 | No | TRUE | 2.74 | 2569 | 0 | 2569 | 366 | 1036 | 1169 | 69 | [8 empty] | 2.74 | 2569 | 366 | 1036 | 1169 | 69 |  |  |  |  | 1000 | 1000 | 0 | 0.982 | 8.9 |  |  |  |  | 938.1 | 120 | 0.998 |  |  | 0-10V IEC60929 Annex E, 0-10V ANSI C137.1 (8V), 0-10V ANSI C137.1 (9V) | Dim to Off | RJ-12 | TRUE | TRUE | TRUE |  |  |  | No | [13 empty] | TRUE | [9 empty] | TRUE | No
Horticultural | H-24SE0O | Signify North America Corporation – Horti LED | Philips | GreenPower LED Toplighting Compact | GPL TLC 1750 DRWFR_RSE 200-400V 1.3D SB | 3 | PPPUDH |  | Indoor (Non-stacked), Indoor (Stacked), Greenhouse | Top light | Sole-Source, Supplemental | AC | 40 | 9.5 | 3.5 |  | 5 | 28.8 in |  | 2023-09-15 |  | Horticultural Lighting Fixture | 200 | 400 | No | TRUE | 3.06 | 1593 | 175 | 1750 | 80 | 143 | 1370 | 158 | 1750 | 3.37 | [16 empty] | 520 | 520 | 48.6 | 0.98 | 15 | [9 empty] | Power Line Communication, No | No | Mains Cable + Wieland Connector, No | [6 empty] | No |  |  |  |  | Power Line Communication | [6 empty] | No | [7 empty] | Mains Cable + Wieland Connector |  |  | No |  | No | [20 empty] | 2023-09-15
Horticultural | H-32MFH5 | Signify North America Corporation – Horti LED | Philips | GreenPower LED Toplighting Compact | GPL TLC 2050 DRWFR_1 277-400V 1.3D SB | 3 | PPPUDH | TRUE | Indoor (Non-stacked), Indoor (Stacked), Greenhouse | Top light | Sole-Source, Supplemental | AC | 40 | 9.5 | 3.5 |  | 5 | 28.8 in |  | 2023-10-10 |  | Horticultural Lighting Fixture | 277 | 400 | No | TRUE | 2.83 | 1866 | 210 | 2100 | 93 | 168 | 1604 | 185 | 2050 | 3.11 | [6 empty] | 2.97 | 1930 | 97 | 176 | 1658 | 192 | 2123 | 3.26 |  |  | 660 | 660 | 57 | 0.98 | 15 |  |  |  |  | 650.4 | 277 | 0.99 | 11.3 |  | Power Line Communication, No | No | Mains Cable + Wieland Connector, No | [6 empty] | No |  |  |  |  | Power Line Communication | [6 empty] | No | [7 empty] | Mains Cable + Wieland Connector |  |  | No |  | No | [20 empty] | 2023-10-10
Horticultural | H-3TZKQF | Signify North America Corporation – Horti LED | Philips | GreenPower LED Toplighting Compact | GPL TLC 1750 DRW_MB 200-400V 1.3D SB | 3 | PPPUDH |  | Indoor (Non-stacked), Indoor (Stacked), Greenhouse | Top light | Sole-Source, Supplemental | AC | 40 | 9.5 | 3.5 |  | 5 | 28.8 in |  | 2023-09-15 |  | Horticultural Lighting Fixture | 200 | 400 | No | TRUE | 3.37 | 1750 | 175 | 1750 | 193 | 96 | 1461 |  | 1750 | 3.37 | [16 empty] | 520 | 520 | 48.9 | 0.98 | 15 | [9 empty] | Power Line Communication, No | No | Mains Cable + Wieland Connector, No | [6 empty] | No |  |  |  |  | Power Line Communication | [6 empty] | No | [7 empty] | Mains Cable + Wieland Connector |  |  | No |  | No | [20 empty] | 2023-09-15
Horticultural | H-81Z46D | UFO LIGHTING SOLUTIONS INC | HGLEDR | LED GROWING LIGHT | HG-GPL-1000WL3D1-P2SL | 3 | IIIORV |  | Indoor (Non-stacked), Indoor (Stacked), Greenhouse | Top light | Supplemental | AC | 32 | 44.69 | 3.66 |  | 5 | 70.8 in |  | 2023-09-15 |  | Horticultural Lighting Fixture | 200 | 277 | No | TRUE | 2.6 | 2635 | 263.5 | 2635 | 465 | 1050 | 1121 | 126 | [18 empty] | 1000 | 1000 | 100 | 0.994 | 5 | [9 empty] | 0-10V IEC60929 Annex E, Knob | No | RJ-45 |  |  | TRUE |  |  |  | No |  |  |  |  | Knob | [10 empty] | TRUE | [8 empty] | No
Horticultural | H-86KD9N | Signify North America Corporation – Horti LED | Philips | GreenPower LED Toplighting Compact | GPL TLC 2500 DRWFR_5 277-400V 1.3D SB | 3 | PPPUDH |  | Indoor (Non-stacked), Indoor (Stacked), Greenhouse | Top light | Sole-Source, Supplemental | AC | 40 | 9.5 | 3.5 |  | 5 | 28.8 in |  | 2023-09-15 |  | Horticultural Lighting Fixture | 277 | 400 | No | TRUE | 3.2 | 2388 | 250 | 2500 | 119 | 215 | 2053 | 113 | 2500 | 3.36 | [16 empty] | 745 | 745 | 65.9 | 0.98 | 15 | [9 empty] | Power Line Communication, No | No | Mains Cable + Wieland Connector, No | [6 empty] | No |  |  |  |  | Power Line Communication | [6 empty] | No | [7 empty] | Mains Cable + Wieland Connector |  |  | No |  | No | [20 empty] | 2023-09-15
Horticultural | H-8UDZN4 | Hawthorne Gardening Company | Gavita | RS 1900e | HGC906410 | 3 | UUUVOF | TRUE | Indoor (Non-stacked), Greenhouse | Top light | Sole-Source, Supplemental | AC | 40 | 44.75 | 3.2 |  | 5 | 43.2 in |  | 2023-10-02 |  | Horticultural Lighting Fixture | 208 | 480 | No | TRUE | 3.01 | 2025 | 0 | 2000 | 413 | 685 | 939 | 32 | [8 empty] | 3.01 | 2025 | 413 | 685 | 939 | 32 |  |  |  |  | 650 | 650 | 0 | 0.963 | 10 |  |  |  |  | 672.1 | 208 | 0.998 |  |  | 0-10V Other Protocol | Dim to Off | RJ-45 |  |  |  | TRUE |  |  | No | [15 empty] | TRUE | [7 empty] | TRUE | No | [18 empty] | Horizontal |  | 2023-10-02
Horticultural | H-8V9U04 | Signify North America Corporation – Horti LED | Philips | GreenPower LED Toplighting Compact | GPL TLC 2200 DRW_LB 277-400V 1.3D SB | 3 | PPPUDH |  | Indoor (Non-stacked), Indoor (Stacked), Greenhouse | Top light | Sole-Source, Supplemental | AC | 40 | 9.5 | 3.5 |  | 5 | 28.8 in |  | 2023-09-15 |  | Horticultural Lighting Fixture | 277 | 400 | No | TRUE | 3.41 | 2200 | 220 | 2200 | 128 | 121 | 1951 |  | 2200 | 3.41 | [16 empty] | 645 | 645 | 58.1 | 0.98 | 15 | [9 empty] | Power Line Communication, No | No | Mains Cable + Wieland Connector, No | [6 empty] | No |  |  |  |  | Power Line Communication | [6 empty] | No | [7 empty] | Mains Cable + Wieland Connector |  |  | No |  | No | [20 empty] | 2023-09-15
Horticultural | H-9EQIBS | SpectraGrow Inc. | SpectraGrow™ | SGL-SLIM | SGL-SLIM-60W-GP-UL-DC-WW2 | 3 | IIIORY |  | Indoor (Non-stacked), Indoor (Stacked), Greenhouse | Top light, Intra-canopy | Sole-Source, Supplemental | DC | 40 | 1.99 | 1.65 |  | 5 | 45.6 in |  | 2023-09-18 |  | Horticultural Lighting Fixture | 48 | 54 | No | TRUE |  | 155 | 0 | 155.1 | 30 | 29 | 96 | 1 | 156 |  | 2.76 | 2.42 | 2.78 | [13 empty] | 56 | 56.2 | 0 |  |  | 1 | 64 | [7 empty] | DC input power | No | [7 empty] | No |  |  |  |  | DC input power | [19 empty] | No | [20 empty] | 2023-09-18
Horticultural | H-9Q1XNB | Signify North America Corporation – Horti LED | Philips | GreenPower LED Toplighting Compact | GPL TLC 1825 DRW_LB 200-400V 1.3D WB | 3 | PPPUDH |  | Indoor (Non-stacked), Indoor (Stacked), Greenhouse | Top light | Sole-Source, Supplemental | AC | 40 | 9.5 | 3.5 |  | 5 | 28.8 in |  | 2023-09-15 |  | Horticultural Lighting Fixture | 200 | 400 | No | TRUE | 3.51 | 1825 | 182.5 | 1825 | 106 | 100 | 1619 |  | 1825 | 3.51 | [16 empty] | 520 | 520 | 50.1 | 0.98 | 15 | [9 empty] | Power Line Communication, No | No | Mains Cable + Wieland Connector, No | [6 empty] | No |  |  |  |  | Power Line Communication | [6 empty] | No | [7 empty] | Mains Cable + Wieland Connector |  |  | No |  | No | [20 empty] | 2023-09-15
Horticultural | H-9SKBHC | Signify North America Corporation – Horti LED | Philips | GreenPower LED Toplighting Compact | GPL TLC 1750 DRWFR_1 200-400V 1.3D WB | 3 | PPPUDH |  | Indoor (Non-stacked), Indoor (Stacked), Greenhouse | Top light | Sole-Source, Supplemental | AC | 40 | 9.5 | 3.5 |  | 5 | 28.8 in |  | 2023-09-15 |  | Horticultural Lighting Fixture | 200 | 400 | No | TRUE | 3.06 | 1593 | 175 | 1750 | 80 | 143 | 1370 | 158 | 1750 | 3.37 | [16 empty] | 520 | 520 | 49 | 0.98 | 15 | [9 empty] | Power Line Communication, No | No | Mains Cable + Wieland Connector, No | [6 empty] | No |  |  |  |  | Power Line Communication | [6 empty] | No | [7 empty] | Mains Cable + Wieland Connector |  |  | No |  | No | [20 empty] | 2023-09-15
Horticultural | H-BH7KIV | UFO LIGHTING SOLUTIONS INC | HGLEDR | LED GROWING LIGHT | HG-GPL-800WL3D1-M2SL | 3 | IIIORV | TRUE | Indoor (Non-stacked), Indoor (Stacked), Greenhouse | Top light | Supplemental | AC | 32 | 21.6 | 5.4 |  | 5 | 45.6 in |  | 2023-09-15 |  | Horticultural Lighting Fixture | 200 | 277 | No | TRUE | 2.59 | 2051 | 205.1 | 2051 | 403 | 813 | 837 | 98 | [8 empty] | 2.59 | 2051 | 403 | 813 | 837 | 98 |  |  |  |  | 800 | 800 | 80 | 0.98 | 4 |  |  |  |  | 792.7 | 200 | 0.98 | 4.4 |  | 0-10V IEC60929 Annex E, Knob | No | RJ-45 |  |  | TRUE |  |  |  | No |  |  |  |  | Knob | [10 empty] | TRUE | [8 empty] | No
Horticultural | H-BRKI3G | Vision Tech Group, Inc. | efinity |  | ZSC-ID-BZ1000-SV01-BO | 3 | UUUVNN | TRUE | Indoor (Non-stacked), Indoor (Stacked), Greenhouse | Top light | Supplemental | AC | 40 | 43.3 | 3.5 |  | 5 | 43.2 in |  | 2023-09-15 |  | Horticultural Lighting Fixture | 200 | 277 | No | TRUE | 2.82 | 2776 | 277.6 | 2776 | 466 | 1016 | 1295 | 57 | [8 empty] | 2.82 | 2776 | 466 | 1016 | 1295 | 57 |  |  |  |  | 1000 | 1000 | 100 | 0.986 | 6 |  |  |  |  | 985.9 | 200 | 0.993 |  |  | 0-10V IEC60929 Annex E | No | Flying Leads |  |  | TRUE |  |  |  | No | [17 empty] | TRUE | [6 empty] | No
Horticultural | H-C6SLDX | Signify North America Corporation – Horti LED | Philips | GreenPower LED Toplighting Compact | GPL TLC 2300 DRWFR_1 277-400V 1.3D SB | 3 | PPPUDH |  | Indoor (Non-stacked), Indoor (Stacked), Greenhouse | Top light | Sole-Source, Supplemental | AC | 40 | 9.5 | 3.5 |  | 5 | 28.8 in |  | 2023-09-15 |  | Horticultural Lighting Fixture | 277 | 400 | No | TRUE | 2.99 | 2093 | 230 | 2300 | 105 | 188 | 1800 | 207 | 2300 | 3.29 | [16 empty] | 700 | 700 | 61.5 | 0.98 | 15 | [9 empty] | Power Line Communication, No | No | Mains Cable + Wieland Connector, No | [6 empty] | No |  |  |  |  | Power Line Communication | [6 empty] | No | [7 empty] | Mains Cable + Wieland Connector |  |  | No |  | No | [20 empty] | 2023-09-15
Horticultural | H-CGMUF0 | GML Solutions Ltd. | Grand Master LEDs | Tarantula Torch 730 | GMLL0730W6I1A17A2 | 3 | RRRYCS | TRUE | Indoor (Non-stacked), Indoor (Stacked) | Top light | Sole-Source | AC | 40 | 43.66 | 3.64 |  | 5 | 44.4 in |  | 2023-10-10 |  | Horticultural Lighting Fixture | 100 | 277 | No | TRUE | 2.73 | 2046 | 0 | 2046 | 373 | 766 | 907 | 129 | [8 empty] | 2.73 | 2046 | 373 | 766 | 907 | 129 |  |  |  |  | 748 | 748 | 0 | 0.996 | 5 |  |  |  |  | 748.3 | 120 | 0.996 | 4.9 |  | 0-10V IEC60929 Annex E, knob | Dim to Off, Manual Dimming | RJ-14 |  |  | TRUE |  |  |  | No |  |  |  |  | knob | [9 empty] | TRUE | [8 empty] | TRUE | No | TRUE | [19 empty] | 2023-10-10
Horticultural | H-E14Y6Z | Signify North America Corporation – Horti LED | Philips | GreenPower LED Toplighting Compact | GPL TLC 2600 DRW_LB 277-400V 1.3D SB | 3 | PPPUDH |  | Indoor (Non-stacked), Indoor (Stacked), Greenhouse | Top light | Sole-Source, Supplemental | AC | 40 | 9.5 | 3.5 |  | 5 | 28.8 in |  | 2023-09-15 |  | Horticultural Lighting Fixture | 277 | 400 | No | TRUE | 3.38 | 2600 | 260 | 2600 | 151 | 143 | 2306 |  | 2600 | 3.38 | [16 empty] | 770 | 770 | 67.5 | 0.98 | 15 | [9 empty] | Power Line Communication, No | No | Mains Cable + Wieland Connector, No | [6 empty] | No |  |  |  |  | Power Line Communication | [6 empty] | No | [7 empty] | Mains Cable + Wieland Connector |  |  | No |  | No | [20 empty] | 2023-09-15
Horticultural | H-E21HDF | Signify North America Corporation – Horti LED | Philips | GreenPower LED Toplighting Compact | GPL TLC 1800 DRW_LB 200-400V 1.3D SB | 3 | PPPUDH |  | Indoor (Non-stacked), Indoor (Stacked), Greenhouse | Top light | Sole-Source, Supplemental | AC | 40 | 9.5 | 3.5 |  | 5 | 28.8 in |  | 2023-09-15 |  | Horticultural Lighting Fixture | 200 | 400 | No | TRUE | 3.46 | 1800 | 180 | 1800 | 104 | 99 | 1597 |  | 1800 | 3.46 | [16 empty] | 520 | 520 | 49.2 | 0.98 | 15 | [9 empty] | Power Line Communication, No | No | Mains Cable + Wieland Connector, No | [6 empty] | No |  |  |  |  | Power Line Communication | [6 empty] | No | [7 empty] | Mains Cable + Wieland Connector |  |  | No |  | No | [20 empty] | 2023-09-15
Horticultural | H-FATUIZ | Signify North America Corporation – Horti LED | Philips | GreenPower LED Toplighting Compact | GPL TLC 1750 DRWFR_1 200-400V 1.3D SB | 3 | PPPUDH | TRUE | Indoor (Non-stacked), Indoor (Stacked), Greenhouse | Top light | Sole-Source, Supplemental | AC | 40 | 9.5 | 3.5 |  | 5 | 28.8 in |  | 2023-09-15 |  | Horticultural Lighting Fixture | 200 | 400 | No | TRUE | 3.06 | 1593 | 175 | 1750 | 80 | 143 | 1370 | 158 | 1750 | 3.37 | [6 empty] | 3.09 | 1618 | 81 | 148 | 1390 | 159 | 1778 | 3.39 |  |  | 520 | 520 | 48.6 | 0.98 | 15 |  |  |  |  | 523 | 200 | 1 | 11.2 |  | Power Line Communication, No | No | Mains Cable + Wieland Connector, No | [6 empty] | No |  |  |  |  | Power Line Communication | [6 empty] | No | [7 empty] | Mains Cable + Wieland Connector |  |  | No |  | No | [20 empty] | 2023-09-15
Horticultural | H-FQG60Y | SINOWELL INC | FLEXSTAR | horticultural LED light | Flexstar Nova 800W | 3 | RRRYCJ |  | Indoor (Non-stacked), Indoor (Stacked), Greenhouse | Top light | Sole-Source, Supplemental | AC | 40 | 12.5 | 3.2 |  | 5 | 22.8 in |  | 2023-09-14 |  | Horticultural Lighting Fixture | 208 | 277 | No | TRUE | 2.7 | 2160 | 0 | 2160 | 395 | 700 | 1030 | 35 | [6 empty] | 1 | [11 empty] | 800 | 800 | 0 | 20 | [10 empty] | 0-10V IEC60929 Annex E, 0-10V ANSI C137.1 (8V), 0-10V ANSI C137.1 (9V), 0-10V Other Protocol, No | Dim to Off | RJ-11, RJ-12, No | TRUE | TRUE | TRUE | TRUE |  |  | No |  |  |  |  | No | [6 empty] | No | TRUE | TRUE | [5 empty] | No |  |  | No | TRUE | No
Horticultural | H-I6H5GY | SpectraGrow Inc. | SpectraGrow™ | SGL-SLIM | SGL-SLIM-60W-GP-UL-DC-UP | 3 | IIIORY | TRUE | Indoor (Non-stacked), Indoor (Stacked), Greenhouse | Top light, Intra-canopy | Sole-Source, Supplemental | DC | 40 | 1.99 | 1.65 |  | 5 | 45.6 in |  | 2023-09-18 |  | Horticultural Lighting Fixture | 48 | 54 | No | TRUE |  | 154 | 0 | 153.5 | 30 | 29 | 95 | 1 | 154 |  | 2.74 | 2.4 | 2.75 |  |  |  |  | 154 | 30 | 29 | 94 | 1 | 154 |  | 2.74 | 2.75 | 56 | 56.1 | 0 |  |  | 1 | 64 |  |  | 56.09 | 51 |  |  | 1.1 | DC input power | No | [7 empty] | No |  |  |  |  | DC input power | [19 empty] | No | [20 empty] | 2023-09-18
Horticultural | H-KB8Y2D | Signify North America Corporation – Horti LED | Philips | GreenPower LED Toplighting Compact | GPL TLC 2125 DRW_MB 277-400V 1.3D SB | 3 | PPPUDH |  | Indoor (Non-stacked), Indoor (Stacked), Greenhouse | Top light | Sole-Source, Supplemental | AC | 40 | 9.5 | 3.5 |  | 5 | 28.8 in |  | 2023-09-15 |  | Horticultural Lighting Fixture | 277 | 400 | No | TRUE | 3.29 | 2125 | 212.5 | 2125 | 234 | 117 | 1774 |  | 2125 | 3.29 | [16 empty] | 645 | 645 | 58.1 | 0.98 | 15 | [9 empty] | Power Line Communication, No | No | Mains Cable + Wieland Connector, No | [6 empty] | No |  |  |  |  | Power Line Communication | [6 empty] | No | [7 empty] | Mains Cable + Wieland Connector |  |  | No |  | No | [20 empty] | 2023-09-15
Horticultural | H-L2QP1R | Signify North America Corporation – Horti LED | Philips | GreenPower LED Toplighting Compact | GPL TLC 2125 DRW2_LB 277-400V 1.3D WB | 3 | PPPUDH |  | Indoor (Non-stacked), Indoor (Stacked), Greenhouse | Top light | Sole-Source, Supplemental | AC | 40 | 9.5 | 3.5 |  | 5 | 28.8 in |  | 2023-09-15 |  | Horticultural Lighting Fixture | 277 | 400 | No | TRUE | 3.29 | 2125 | 212.5 | 2125 | 106 | 191 | 1828 |  | 2125 | 3.29 | [16 empty] | 645 | 645 | 57.4 | 0.98 | 15 | [9 empty] | Power Line Communication, No | No | Mains Cable + Wieland Connector, No | [6 empty] | No |  |  |  |  | Power Line Communication | [6 empty] | No | [7 empty] | Mains Cable + Wieland Connector |  |  | No |  | No | [20 empty] | 2023-09-15
Horticultural | H-MEF9OT | Signify North America Corporation – Horti LED | Philips | GreenPower LED Toplighting Compact | GPL TLC 2200 DRW_LB 277-400V 1.3D WB | 3 | PPPUDH |  | Indoor (Non-stacked), Indoor (Stacked), Greenhouse | Top light | Sole-Source, Supplemental | AC | 40 | 9.5 | 3.5 |  | 5 | 28.8 in |  | 2023-09-15 |  | Horticultural Lighting Fixture | 277 | 400 | No | TRUE | 3.41 | 2200 | 220 | 2200 | 128 | 121 | 1951 |  | 2200 | 3.41 | [16 empty] | 645 | 645 | 59.2 | 0.98 | 15 | [9 empty] | Power Line Communication, No | No | Mains Cable + Wieland Connector, No | [6 empty] | No |  |  |  |  | Power Line Communication | [6 empty] | No | [7 empty] | Mains Cable + Wieland Connector |  |  | No |  | No | [20 empty] | 2023-09-15
Horticultural | H-MGK9UQ | Signify North America Corporation – Horti LED | Philips | GreenPower LED Toplighting Compact | GPL TLC 2350 DRW_LB 277-400V 1.3D SB | 3 | PPPUDH |  | Indoor (Non-stacked), Indoor (Stacked), Greenhouse | Top light | Sole-Source, Supplemental | AC | 40 | 9.5 | 3.5 |  | 5 | 28.8 in |  | 2023-10-10 |  | Horticultural Lighting Fixture | 277 | 400 | No | TRUE | 3.26 | 2350 | 235 | 2350 | 136 | 129 | 2085 |  | 2350 | 3.26 | [16 empty] | 720 | 720 | 62 | 0.98 | 15 | [9 empty] | Power Line Communication, No | No | Mains Cable + Wieland Connector, No | [6 empty] | No |  |  |  |  | Power Line Communication | [6 empty] | No | [7 empty] | Mains Cable + Wieland Connector |  |  | No |  | No | [20 empty] | 2023-10-10
Horticultural | H-O3XUFZ | Signify North America Corporation – Horti LED | Philips | GreenPower LED Toplighting Compact | GPL TLC 2275 DRB_LB 277-400V 1.3D SB | 3 | PPPUDH |  | Indoor (Non-stacked), Indoor (Stacked), Greenhouse | Top light | Sole-Source, Supplemental | AC | 40 | 9.5 | 3.5 |  | 5 | 28.8 in |  | 2023-09-15 |  | Horticultural Lighting Fixture | 277 | 400 | No | TRUE | 3.53 | 2275 | 227.5 | 2275 | 132 |  | 2143 |  | 2275 | 3.53 | [16 empty] | 645 | 645 | 57.9 | 0.98 | 15 | [9 empty] | Power Line Communication, No | No | Mains Cable + Wieland Connector, No | [6 empty] | No |  |  |  |  | Power Line Communication | [6 empty] | No | [7 empty] | Mains Cable + Wieland Connector |  |  | No |  | No | [20 empty] | 2023-09-15
Horticultural | H-OL4857 | Signify North America Corporation – Horti LED | Philips | GreenPower LED Toplighting Compact | GPL TLC 1900 DRB_LB 200-400V 1.3D SB | 3 | PPPUDH |  | Indoor (Non-stacked), Indoor (Stacked), Greenhouse | Top light | Sole-Source, Supplemental | AC | 40 | 9.5 | 3.5 |  | 5 | 28.8 in |  | 2023-09-15 |  | Horticultural Lighting Fixture | 200 | 400 | No | TRUE | 3.65 | 1900 | 190 | 1900 | 110 |  | 1790 |  | 1900 | 3.65 | [16 empty] | 520 | 520 | 49.6 | 0.98 | 15 | [9 empty] | Power Line Communication, No | No | Mains Cable + Wieland Connector, No | [6 empty] | No |  |  |  |  | Power Line Communication | [6 empty] | No | [7 empty] | Mains Cable + Wieland Connector |  |  | No |  | No | [20 empty] | 2023-09-15
Horticultural | H-PX2WI5 | Signify North America Corporation – Horti LED | Philips | GreenPower LED Toplighting Compact | GPL TLC 1900 DRB_LB 200-400V 1.3D WB | 3 | PPPUDH |  | Indoor (Non-stacked), Indoor (Stacked), Greenhouse | Top light | Sole-Source, Supplemental | AC | 40 | 9.5 | 3.5 |  | 5 | 28.8 in |  | 2023-09-15 |  | Horticultural Lighting Fixture | 200 | 400 | No | TRUE | 3.65 | 1900 | 190 | 1900 | 110 |  | 1790 |  | 1900 | 3.65 | [16 empty] | 520 | 520 | 50.4 | 0.98 | 15 | [9 empty] | Power Line Communication, No | No | Mains Cable + Wieland Connector, No | [6 empty] | No |  |  |  |  | Power Line Communication | [6 empty] | No | [7 empty] | Mains Cable + Wieland Connector |  |  | No |  | No | [20 empty] | 2023-09-15
Horticultural | H-QOJMRZ | Signify North America Corporation – Horti LED | Philips | GreenPower LED Toplighting Compact | GPL TLC 1850 DRW2_LB 200-400V 1.3D SB | 3 | PPPUDH |  | Indoor (Non-stacked), Indoor (Stacked), Greenhouse | Top light | Sole-Source, Supplemental | AC | 40 | 9.5 | 3.5 |  | 5 | 28.8 in |  | 2023-09-15 |  | Horticultural Lighting Fixture | 200 | 400 | No | TRUE | 3.56 | 1850 | 185 | 1850 | 93 | 167 | 1591 |  | 1850 | 3.56 | [16 empty] | 520 | 520 | 50.7 | 0.98 | 15 | [9 empty] | Power Line Communication, No | No | Mains Cable + Wieland Connector, No | [6 empty] | No |  |  |  |  | Power Line Communication | [6 empty] | No | [7 empty] | Mains Cable + Wieland Connector |  |  | No |  | No | [20 empty] | 2023-09-15
Horticultural | H-R2BEJ3 | Signify North America Corporation – Horti LED | Philips | GreenPower LED Toplighting Compact | GPL TLC 1925 DRW_EBW 277-400V 1.3D SB | 3 | PPPUDH |  | Indoor (Non-stacked), Indoor (Stacked), Greenhouse | Top light | Sole-Source, Supplemental | AC | 40 | 9.5 | 3.5 |  | 5 | 28.8 in |  | 2023-09-15 |  | Horticultural Lighting Fixture | 277 | 400 | No | TRUE | 2.98 | 1925 | 192.5 | 1925 | 385 | 385 | 1155 |  | 1925 | 2.98 | [16 empty] | 645 | 645 | 59.4 | 0.98 | 15 | [9 empty] | Power Line Communication, No | No | Mains Cable + Wieland Connector, No | [6 empty] | No |  |  |  |  | Power Line Communication | [6 empty] | No | [7 empty] | Mains Cable + Wieland Connector |  |  | No |  | No | [20 empty] | 2023-09-15
Horticultural | H-S5RPZX | Signify North America Corporation – Horti LED | Philips | GreenPower LED Toplighting Compact | GPL TLC 1750 DRW_VSN2 277-400V 1.3D SB | 3 | PPPUDH | TRUE | Indoor (Non-stacked), Indoor (Stacked), Greenhouse | Top light | Sole-Source, Supplemental | AC | 40 | 9.5 | 3.5 |  | 5 | 28.8 in |  | 2023-09-15 |  | Horticultural Lighting Fixture | 277 | 400 | No | TRUE | 2.66 | 1715 | 175 | 1750 | 343 | 617 | 755 | 35 | 1750 | 2.71 | [6 empty] | 2.7 | 1737 | 335 | 617 | 786 | 24 | 1762 | 2.74 |  |  | 645 | 645 | 58.3 | 0.98 | 15 |  |  |  |  | 643 | 277 | 0.99 | 10.4 |  | Power Line Communication, No | No | Mains Cable + Wieland Connector, No | [6 empty] | No |  |  |  |  | Power Line Communication | [6 empty] | No | [7 empty] | Mains Cable + Wieland Connector |  |  | No |  | No | [20 empty] | 2023-09-15
Horticultural | H-SKLNRG | SpectraGrow Inc. | SpectraGrow™ | SGL-SLIM | SGL-SLIM-60W-FR-UL-DC-WW2 | 3 | IIIORZ |  | Indoor (Non-stacked), Indoor (Stacked), Greenhouse | Top light, Intra-canopy | Sole-Source, Supplemental | DC | 40 | 1.99 | 1.65 |  | 5 | 45.6 in |  | 2023-09-18 |  | Horticultural Lighting Fixture | 48 | 54 | No |  |  | 141 | 0 | 141.2 | 29 | 30 | 82 | 13 | 154 |  | 2.53 | 2.21 | 2.76 | 2.42 | [12 empty] | 56 | 55.8 | 0 |  |  | 1 | 64 | [7 empty] | DC input power | No | [7 empty] | No |  |  |  |  | DC input power | [19 empty] | No | [20 empty] | 2023-09-18
Horticultural | H-SVUAR6 | Signify North America Corporation – Horti LED | Philips | GreenPower LED Toplighting Compact | GPL TLC 2100 DRWFR_1 277-400V 1.3D WB | 3 | PPPUDH |  | Indoor (Non-stacked), Indoor (Stacked), Greenhouse | Top light | Sole-Source, Supplemental | AC | 40 | 9.5 | 3.5 |  | 5 | 28.8 in |  | 2023-09-15 |  | Horticultural Lighting Fixture | 277 | 400 | No | TRUE | 2.96 | 1911 | 210 | 2100 | 96 | 172 | 1644 | 189 | 2100 | 3.26 | [16 empty] | 645 | 645 | 57.7 | 0.98 | 15 | [9 empty] | Power Line Communication, No | No | Mains Cable + Wieland Connector, No | [6 empty] | No |  |  |  |  | Power Line Communication | [6 empty] | No | [7 empty] | Mains Cable + Wieland Connector |  |  | No |  | No | [20 empty] | 2023-09-15
Horticultural | H-TE3D1R | UFO LIGHTING SOLUTIONS INC | HGLEDR | LED GROWING LIGHT | HG-GPL-1000WL3D1-N2SL | 3 | IIIORV | TRUE | Indoor (Non-stacked), Indoor (Stacked), Greenhouse | Top light | Supplemental | AC | 32 | 44.69 | 3.66 |  | 5 | 70.8 in |  | 2023-09-15 |  | Horticultural Lighting Fixture | 200 | 277 | No | TRUE | 2.58 | 2639 | 263.9 | 2639 | 523 | 1058 | 1060 | 119 | [8 empty] | 2.58 | 2639 | 523 | 1058 | 1060 | 119 |  |  |  |  | 1000 | 1000 | 100 | 0.994 | 5 |  |  |  |  | 1016 | 200 | 0.994 | 7.2 |  | 0-10V IEC60929 Annex E, Knob | No | RJ-45 |  |  | TRUE |  |  |  | No |  |  |  |  | Knob | [10 empty] | TRUE | [8 empty] | No
Horticultural | H-TEVH5X | Signify North America Corporation – Horti LED | Philips | GreenPower LED Toplighting Compact | GPL TLC 1830 DRW_EBW 200-400V 1.3D SB | 3 | PPPUDH |  | Indoor (Non-stacked), Indoor (Stacked), Greenhouse | Top light | Sole-Source, Supplemental | AC | 40 | 9.5 | 3.5 |  | 5 | 28.8 in |  | 2023-09-15 |  | Horticultural Lighting Fixture | 200 | 400 | No | TRUE | 3.05 | 1830 | 183 | 1830 | 366 | 366 | 1098 |  | 1830 | 3.05 | [16 empty] | 600 | 600 | 56.7 | 0.98 | 15 | [9 empty] | Power Line Communication, No | No | Mains Cable + Wieland Connector, No | [6 empty] | No |  |  |  |  | Power Line Communication | [6 empty] | No | [7 empty] | Mains Cable + Wieland Connector |  |  | No |  | No | [20 empty] | 2023-09-15
Horticultural | H-U51X3P | Signify North America Corporation – Horti LED | Philips | GreenPower LED Toplighting Compact | GPL TLC 1775 DRW_MB 200-400V 1.3D WB | 3 | PPPUDH |  | Indoor (Non-stacked), Indoor (Stacked), Greenhouse | Top light | Sole-Source, Supplemental | AC | 40 | 9.5 | 3.5 |  | 5 | 28.8 in |  | 2023-09-15 |  | Horticultural Lighting Fixture | 200 | 400 | No | TRUE | 3.41 | 1775 | 177.5 | 1775 | 195 | 98 | 1482 |  | 1775 | 3.41 | [16 empty] | 520 | 520 | 50.5 | 0.98 | 15 | [9 empty] | Power Line Communication, No | No | Mains Cable + Wieland Connector, No | [6 empty] | No |  |  |  |  | Power Line Communication | [6 empty] | No | [7 empty] | Mains Cable + Wieland Connector |  |  | No |  | No | [20 empty] | 2023-09-15
Horticultural | H-V2RPL9 | SINOWELL INC | FLEXSTAR | horticultural LED light | Flexstar Nova 1200W HB | 3 | RRRYCJ |  | Indoor (Non-stacked), Indoor (Stacked), Greenhouse | Top light | Sole-Source, Supplemental | AC | 40 | 12.5 | 3.2 |  | 5 | 33.6 in |  | 2023-09-14 |  | Horticultural Lighting Fixture | 208 | 277 | No | TRUE | 3.4 | 4080 | 0 | 4080 | 175 | 10 | 3870 | 25 | [6 empty] | 1 | [11 empty] | 1200 | 1200 | 0 | 20 | [10 empty] | 0-10V IEC60929 Annex E, 0-10V ANSI C137.1 (8V), 0-10V ANSI C137.1 (9V), 0-10V Other Protocol, No | Dim to Off | RJ-11, RJ-12, No | TRUE | TRUE | TRUE | TRUE |  |  | No |  |  |  |  | No | [6 empty] | No | TRUE | TRUE | [5 empty] | No |  |  | No | TRUE | No
Horticultural | H-VEUKD0 | SLT LIGHTING TECHNOLOGY(DONGGUAN)CO., LTD | SLTMAKS |  | STG-800W-G2-XX(XX can be blank or any letter) | 3 | IIIORX | TRUE | Indoor (Non-stacked), Indoor (Stacked), Greenhouse | Top light | Supplemental | AC | 55 | 12.4 | 4.41 |  | 5 | 27.6 in |  | 2023-09-15 |  | Horticultural Lighting Fixture | 100 | 277 |  | TRUE | 2.68 | 2159 | 215.9 | 2159 | 501 | 754 | 907 | 28 | [8 empty] | 2.68 | 2159 | 501 | 754 | 907 | 28 |  |  |  |  | 800 | 800 | 80 | 0.972 | 4 |  |  |  |  | 805.2 | 120 | 0.889 | 8.1 |  | 0-10V IEC60929 Annex E | No | Flying Leads, No |  |  | TRUE |  |  |  | No | [17 empty] | TRUE |  |  |  |  | No |  | No | [20 empty] | 2023-09-15
Horticultural | H-VFPB0W | Signify North America Corporation – Horti LED | Philips | GreenPower LED Toplighting Compact | GPL TLC 2650 DRB_LB 277-400V 1.3D SB | 3 | PPPUDH |  | Indoor (Non-stacked), Indoor (Stacked), Greenhouse | Top light | Sole-Source, Supplemental | AC | 40 | 9.5 | 3.5 |  | 5 | 28.8 in |  | 2023-09-15 |  | Horticultural Lighting Fixture | 277 | 400 | No | TRUE | 3.53 | 2650 | 265 | 2650 | 154 |  | 2496 |  | 2650 | 3.53 | [16 empty] | 750 | 750 | 66.6 | 0.98 | 15 | [9 empty] | Power Line Communication, No | No | Mains Cable + Wieland Connector, No | [6 empty] | No |  |  |  |  | Power Line Communication | [6 empty] | No | [7 empty] | Mains Cable + Wieland Connector |  |  | No |  | No | [20 empty] | 2023-09-15
Horticultural | H-VL5S8F | Signify North America Corporation – Horti LED | Philips | GreenPower LED Toplighting Compact | GPL TLC 2275 DRB_LB 277-400V 1.3D WB | 3 | PPPUDH |  | Indoor (Non-stacked), Indoor (Stacked), Greenhouse | Top light | Sole-Source, Supplemental | AC | 40 | 9.5 | 3.5 |  | 5 | 28.8 in |  | 2023-09-15 |  | Horticultural Lighting Fixture | 277 | 400 | No | TRUE | 3.53 | 2275 | 227.5 | 2275 | 132 |  | 2143 |  | 2275 | 3.53 | [16 empty] | 645 | 645 | 59 | 0.98 | 15 | [9 empty] | Power Line Communication, No | No | Mains Cable + Wieland Connector, No | [6 empty] | No |  |  |  |  | Power Line Communication | [6 empty] | No | [7 empty] | Mains Cable + Wieland Connector |  |  | No |  | No | [20 empty] | 2023-09-15
Horticultural | H-W48REY | Shenzhen guanke technologies Co., Ltd | GK |  | G17-820W-03 | 3 | UUUVOD | TRUE | Greenhouse | Top light | Supplemental | AC | 35 | 17 | 2.8 |  | 5 | 46.8 in |  | 2023-09-28 |  | Horticultural Lighting Fixture | 220 | 277 | No | TRUE | 2.79 | 2272 | 200 | 2272 | 389 | 924 | 961 | 50 | [8 empty] | 2.79 | 2272 | 389 | 924 | 961 | 50 |  |  |  |  | 820 | 820 | 80 | 0.987 | 5.7 |  |  |  |  | 813.5 | 220.01 | 0.995 |  |  | 0-10V Other Protocol | No | RJ-12 |  |  |  | TRUE |  |  | No | [13 empty] | TRUE | [10 empty] | No
Horticultural | H-WCDRPE | Grow Light Science LLC | Grow Light Science |  | GLS-PG-2100-HB-L | 3 | PPPTYS | TRUE | Greenhouse | Top light | Supplemental | AC | 35 | 17 | 2.8 |  | 5 | 46.8 in |  | 2023-10-04 |  | Horticultural Lighting Fixture | 220 | 277 | No | TRUE | 2.81 | 2274 | 200 | 2274 | 383 | 844 | 1049 | 46 | [8 empty] | 2.81 | 2274 | 383 | 844 | 1049 | 46 |  |  |  |  | 820 | 820 | 80 | 0.985 | 5.6 |  |  |  |  | 808.3 | 220 | 0.985 | 5.6 |  | 0-10V Other Protocol | No | RJ-12 |  |  |  | TRUE |  |  | No | [13 empty] | TRUE | [10 empty] | No
Horticultural | H-WEXOL5 | Signify North America Corporation – Horti LED | Philips | GreenPower LED Toplighting Compact | GPL TLC 2300 DRWFR_RSE 277-400V 1.3D SB | 3 | PPPUDH |  | Indoor (Non-stacked), Indoor (Stacked), Greenhouse | Top light | Sole-Source, Supplemental | AC | 40 | 9.5 | 3.5 |  | 5 | 28.8 in |  | 2023-09-15 |  | Horticultural Lighting Fixture | 277 | 400 | No | TRUE | 2.99 | 2093 | 230 | 2300 | 105 | 188 | 1800 | 207 | 2300 | 3.29 | [16 empty] | 700 | 700 | 61.5 | 0.98 | 15 | [9 empty] | Power Line Communication, No | No | Mains Cable + Wieland Connector, No | [6 empty] | No |  |  |  |  | Power Line Communication | [6 empty] | No | [7 empty] | Mains Cable + Wieland Connector |  |  | No |  | No | [20 empty] | 2023-09-15
Horticultural | H-WFORZ8 | Grow Light Science LLC | Grow Light Science |  | GLS-PG-4200-HB-L | 3 | PPPTYT | TRUE | Greenhouse | Top light | Supplemental | AC | 35 | 33.8 | 2.8 |  | 5 | 46.8 in |  | 2023-10-04 |  | Horticultural Lighting Fixture | 220 | 277 | No | TRUE | 2.84 | 4594 | 400 | 4594 | 786 | 1705 | 2105 | 99 | [8 empty] | 2.84 | 4594 | 786 | 1705 | 2105 | 99 |  |  |  |  | 1640 | 1640 | 160 | 0.985 | 6 |  |  |  |  | 1620 | 220 | 0.985 | 6 |  | 0-10V Other Protocol | No | RJ-12 |  |  |  | TRUE |  |  | No | [13 empty] | TRUE | [10 empty] | No
Horticultural | H-WKXCVJ | Signify North America Corporation – Horti LED | Philips | GreenPower LED Toplighting Compact | GPL TLC 1650 DRW_VSN2 200-400V 1.3D SB | 3 | PPPUDH |  | Indoor (Non-stacked), Indoor (Stacked), Greenhouse | Top light | Sole-Source, Supplemental | AC | 40 | 9.5 | 3.5 |  | 5 | 28.8 in |  | 2023-09-15 |  | Horticultural Lighting Fixture | 200 | 400 | No | TRUE | 2.7 | 1617 | 165 | 1650 | 323 | 582 | 712 | 33 | 1650 | 2.75 | [16 empty] | 600 | 600 | 55.2 | 0.98 | 15 | [9 empty] | Power Line Communication, No | No | Mains Cable + Wieland Connector, No | [6 empty] | No |  |  |  |  | Power Line Communication | [6 empty] | No | [7 empty] | Mains Cable + Wieland Connector |  |  | No |  | No | [20 empty] | 2023-09-15
Horticultural | H-WXS0J6 | SpectraGrow Inc. | SpectraGrow™ | SGL-SLIM | SGL-SLIM-60W-FR-UL-DC-UP | 3 | IIIORZ | TRUE | Indoor (Non-stacked), Indoor (Stacked), Greenhouse | Top light, Intra-canopy | Sole-Source, Supplemental | DC | 40 | 1.99 | 1.65 |  | 5 | 45.6 in |  | 2023-09-18 |  | Horticultural Lighting Fixture | 48 | 54 | No | TRUE |  | 140 | 0 | 139.8 | 29 | 29 | 81 | 12 | 152 |  | 2.51 | 2.2 | 2.73 | 2.39 |  |  |  | 140 | 29 | 29 | 81 | 12 | 152 |  | 2.51 | 2.73 | 56 | 55.8 | 0 |  |  | 1 | 64 |  |  | 55.77 | 50.7 |  |  | 1.1 | DC input power | No | [7 empty] | No |  |  |  |  | DC input power | [19 empty] | No | [20 empty] | 2023-09-18
Horticultural | H-YWKMGE | Signify North America Corporation – Horti LED | Philips | GreenPower LED Toplighting Compact | GPL TLC 2550 DRW_MB 277-400V 1.3D SB | 3 | PPPUDH |  | Indoor (Non-stacked), Indoor (Stacked), Greenhouse | Top light | Sole-Source, Supplemental | AC | 40 | 9.5 | 3.5 |  | 5 | 28.8 in |  | 2023-09-15 |  | Horticultural Lighting Fixture | 277 | 400 | No | TRUE | 3.27 | 2550 | 255 | 2550 | 281 | 140 | 2129 |  | 2550 | 3.27 | [16 empty] | 780 | 780 | 68.5 | 0.98 | 15 | [9 empty] | Power Line Communication, No | No | Mains Cable + Wieland Connector, No | [6 empty] | No |  |  |  |  | Power Line Communication | [6 empty] | No | [7 empty] | Mains Cable + Wieland Connector |  |  | No |  | No | [20 empty] | 2023-09-15
Horticultural | H-ZB50CI | Signify North America Corporation – Horti LED | Philips | GreenPower LED Toplighting Compact | GPL TLC 2125 DRW_MB 277-400V 1.3D WB | 3 | PPPUDH |  | Indoor (Non-stacked), Indoor (Stacked), Greenhouse | Top light | Sole-Source, Supplemental | AC | 40 | 9.5 | 3.5 |  | 5 | 28.8 in |  | 2023-09-15 |  | Horticultural Lighting Fixture | 277 | 400 | No | TRUE | 3.29 | 2125 | 212.5 | 2125 | 234 | 117 | 1774 |  | 2125 | 3.29 | [16 empty] | 645 | 645 | 59.2 | 0.98 | 15 | [9 empty] | Power Line Communication, No | No | Mains Cable + Wieland Connector, No | [6 empty] | No |  |  |  |  | Power Line Communication | [6 empty] | No | [7 empty] | Mains Cable + Wieland Connector |  |  | No |  | No | [20 empty] | 2023-09-15
Horticultural | H-043UTX | Greenlux Lighting Solutions Ltd. | Valoya | RF600-6 SolrayX | RF6006-30xxxxx74 | 3 | UUUVKO |  | Indoor (Non-stacked), Indoor (Stacked) | Top light | Sole-Source | AC | 40 | 44.3 | 3.3 |  | 5 | 46.8 in |  | 2023-08-04 |  | Horticultural Lighting Fixture | 220 | 480 | No |  | 2.65 | 1728 | 0 | 1728 | 337 | 652 | 740 | 29 | 1757 | 2.7 | [16 empty] | 651 | 651 | 0 | 0.969 | 6 | [9 empty] | 0-10V IEC60929 Annex E | Dim to Off | Flying Leads |  |  | TRUE |  |  |  | No | [17 empty] | TRUE | [5 empty] | TRUE | No | [20 empty] | 2023-08-04
Horticultural | H-1DSZ3N | MechaTronix | MechaTronix |  | COOLSTACK MAX 5RBHW 174 FG AR | 3 | IIIORS | TRUE | Indoor (Non-stacked), Indoor (Stacked), Greenhouse | Top light, Intra-canopy | Sole-Source, Supplemental | AC | 30 | 6.69 | 6.33 |  | 10 | 44.4 in |  | 2023-08-31 |  | Horticultural Lighting Fixture | 400 | 480 | No | TRUE | 3.18 | 3979 | 0 | 3979 | 272 | 136 | 3572 | 32 | [8 empty] | 3.18 | 3979 | 271 | 136 | 3572 | 32 |  |  |  |  | 1248 | 1248 | 0 | 0.97 | 9 |  |  |  |  | 1252 | 400 | 0.979 | 7 |  | Bluetooth - Manufacturer Specific | Dim to Off | Wireless Radio, n/a | [6 empty] | No | [8 empty] | TRUE | [11 empty] | TRUE |  | n/a | TRUE | No
Horticultural | H-1Q5DY2 | Greenlux Lighting Solutions Ltd. | Valoya | RF300-3 SolrayX | RF3003-30xxxxx74 | 3 | UUUVKO | TRUE | Indoor (Non-stacked), Indoor (Stacked) | Top light | Sole-Source | AC | 40 | 20.3 | 3.3 |  | 5 | 46.8 in |  | 2023-08-04 |  | Horticultural Lighting Fixture | 220 | 480 | No |  | 2.63 | 848 | 0 | 847.9 | 164 | 321 | 364 | 14 | 862 | 2.68 | [6 empty] | 2.63 | 848 | 164 | 321 | 364 | 14 |  |  |  |  | 322 | 322 | 0 | 0.958 | 12 |  |  |  |  | 322.3 | 277 | 0.991 |  |  | 0-10V IEC60929 Annex E | Dim to Off | Flying Leads |  |  | TRUE |  |  |  | No | [17 empty] | TRUE | [5 empty] | TRUE | No | [20 empty] | 2023-08-04
Horticultural | H-27UXZR | GML Solutions Ltd. | Grand Master LEDs | Tarantula Long Leg 1100 | GMLL1100W6I2A12C2 | 3 | UUUVNL | TRUE | Indoor (Non-stacked), Indoor (Stacked) | Top light | Sole-Source | AC | 40 | 43.86 | 4.06 |  | 5 | 44.4 in |  | 2023-09-12 |  | Horticultural Lighting Fixture | 200 | 277 | Yes | TRUE | 2.75 | 3014 | 0 | 3014 | 517 | 1162 | 1335 | 250 | [8 empty] | 2.75 | 3014 | 517 | 1162 | 1335 | 250 |  |  |  |  | 1097 | 1097 | 0 | 0.987 | 5 |  |  |  |  | 1097 | 240 | 0.987 |  |  | 0-10V IEC60929 Annex E | Dim to Off, Manual Dimming | RJ-14 |  |  | TRUE |  |  |  | No | [14 empty] | TRUE | [8 empty] | TRUE | No | TRUE
Horticultural | H-2BQDK4 | SINOWELL INC | FLEXSTAR | horticultural LED light | Flexstar Nova 1200W | 3 | RRRYCJ |  | Indoor (Non-stacked), Indoor (Stacked), Greenhouse | Top light | Sole-Source, Supplemental | AC | 40 | 12.5 | 3.2 |  | 5 | 33.6 in |  | 2023-09-14 |  | Horticultural Lighting Fixture | 208 | 277 | No | TRUE | 2.7 | 3240 | 0 | 3240 | 580 | 1060 | 1560 | 40 | [6 empty] | 1 | [11 empty] | 1200 | 1200 | 0 | 20 | [10 empty] | 0-10V IEC60929 Annex E, 0-10V ANSI C137.1 (8V), 0-10V ANSI C137.1 (9V), 0-10V Other Protocol, No | Dim to Off | RJ-11, RJ-12, No | TRUE | TRUE | TRUE | TRUE |  |  | No |  |  |  |  | No | [6 empty] | No | TRUE | TRUE | [5 empty] | No |  |  | No | TRUE | No
Horticultural | H-2GQYXZ | HortiBest | HortiBest | JF-2550 Grow Light | JF-700A SRF | 3 | PPPTYP | TRUE | Indoor (Non-stacked) | Top light | Sole-Source | AC | 45 | 11.4 | 4.3 |  | 5 | 28.8 in |  | 2023-08-28 |  | Horticultural Lighting Fixture | 120 | 277 | No | TRUE | 2.82 | 2008 | 0 | 2008 | 496 | 606 | 908 | 116 | [8 empty] | 2.82 | 2008 | 496 | 606 | 908 | 116 |  |  |  |  | 700 | 700 | 0 | 0.984 | 7.5 |  |  |  |  | 712.2 | 120 | 0.984 | 7.5 |  | 0-10V ANSI C137.1 (8V), 0-10V ANSI C137.1 (9V) | Dim to Off, Manual Dimming | RJ-14 | TRUE | TRUE |  |  |  |  | No | [14 empty] | TRUE | [8 empty] | TRUE | No | TRUE | [19 empty] | 2023-08-28
Horticultural | H-2YWTX4 | SLT LIGHTING TECHNOLOGY(DONGGUAN)CO., LTD | SLTMAKS |  | STG-1000W-F-XX(XX can be blank or any letter) | 3 | IIIORU | TRUE | Indoor (Non-stacked), Indoor (Stacked), Greenhouse | Top light | Supplemental | AC | 55 | 70.47 | 2.64 |  | 5 | 43.2 in |  | 2023-09-14 |  | Horticultural Lighting Fixture | 120 | 347 | No | TRUE | 2.58 | 2609 | 260.9 | 2609 | 495 | 890 | 1226 | 120 | [8 empty] | 2.58 | 2609 | 495 | 890 | 1226 | 120 |  |  |  |  | 1000 | 1000 | 100 | 0.947 | 8 |  |  |  |  | 1010.2 | 120 | 0.947 | 10.7 |  | 0-10V IEC60929 Annex E | No | Flying Leads |  |  | TRUE |  |  |  | No | [17 empty] | TRUE | [6 empty] | No
Horticultural | H-3PHZ0Y | AVENORD INC. | AGRICLÉ |  | HORTI.03.070.150D1.03.D | 3 | IIIORO | TRUE | Greenhouse | Top light | Supplemental | AC | 40 | 2.84 | 2.38 |  | 5 | 45.6 in |  | 2023-08-28 |  | Horticultural Lighting Fixture | 100 | 277 | No | TRUE | 2.51 | 390 | 150 | 390 | 69 | 158 | 164 | 9 | [8 empty] | 2.51 | 390 | 69 | 158 | 164 | 9 |  |  |  |  | 150 | 39 | 15 | 0.952 | 3 |  |  |  |  | 155.2 | 120 | 0.952 | 3.1 |  | 0-10V IEC60929 Annex E | No | Flying Leads |  |  | TRUE |  |  |  | No | [17 empty] | TRUE | [6 empty] | No | [20 empty] | 2023-09-15
Horticultural | H-4FT9IQ | FOHSE INC | FOHSE | FOHSE 121 | FOHSE 121 | 3 | PPPTYQ | TRUE | Indoor (Non-stacked), Indoor (Stacked), Greenhouse | Top light, Intra-canopy | Sole-Source, Supplemental | AC | 40 | 16.25 | 4.71 |  | 5 | 25.2 in |  | 2023-09-11 |  | Horticultural Lighting Fixture | 120 | 277 | No | TRUE | 2.61 | 2283 | 0 | 2283.4 | 298 | 812 | 1173 | 40 | 2324 | 2.66 | [6 empty] | 2.61 | 2283 | 298 | 812 | 1173 | 40 | 2324 | 2.66 |  |  | 875 | 874.8 | 0 | 0.976 | 11 |  |  |  |  | 874.82 | 120 | 0.976 | 10.9 |  | 0-10V IEC60929 Annex E | Dim to Off | RJ-12 |  |  | TRUE |  |  |  | No | [13 empty] | TRUE | [9 empty] | TRUE | No
Horticultural | H-4XM9KW | Sollum technologies | Sollum Technologies | SF-PRO | SF-05DB-88A | 3 | PPPTYL | TRUE | Indoor (Non-stacked), Greenhouse | Top light | Sole-Source, Supplemental | AC | 35 | 6.3 | 5.15 |  | 5 | 31.2 in |  | 2023-08-16 |  | Horticultural Lighting Fixture | 277 | 400 | Yes | TRUE | 2.6 | 2200 | 0 | 2200 | 415 | 665 | 1120 | 35 | 2235 | 2.6 | [6 empty] | 2.57 | 2203 | 414 | 674 | 1115 | 36 | 2239 | 2.61 |  |  | 860 | 860 | 6 | 0.99 | 7 |  |  |  |  | 856.67 | 277 | 0.976 | 6.1 |  | Proprietary | Dim to Off | Proprietary | [6 empty] | No |  |  |  |  | Proprietary | [14 empty] | Proprietary |  |  |  | TRUE | No
Horticultural | H-5Z42WS | SINOWELL INC | FLEXSTAR | horticultural LED light | Flexstar Nova 730W | 3 | RRRYCJ | TRUE | Indoor (Non-stacked), Indoor (Stacked), Greenhouse | Top light | Sole-Source, Supplemental | AC | 40 | 12.5 | 3.2 |  | 5 | 22.8 in |  | 2023-09-14 |  | Horticultural Lighting Fixture | 208 | 277 | No | TRUE | 2.7 | 1971 | 0 | 1971 | 360 | 641 | 940 | 30 | [6 empty] | 1 |  | 2.77 | 1952 | 354 | 662 | 935 | 33 |  |  |  |  | 730 | 730 | 0 | 20 | [5 empty] | 705.1 | 220 | 0.969 | 8.6 |  | 0-10V IEC60929 Annex E, 0-10V ANSI C137.1 (8V), 0-10V ANSI C137.1 (9V), 0-10V Other Protocol, No | Dim to Off | RJ-11, RJ-12, No | TRUE | TRUE | TRUE | TRUE |  |  | No |  |  |  |  | No | [6 empty] | No | TRUE | TRUE | [5 empty] | No |  |  | No | TRUE | No
Horticultural | H-65ROKF | Growponic Inc. | Medic Grow | LED Horticultural | Spectrum Y-760W | 3 | NNNPHB | TRUE | Indoor (Non-stacked), Indoor (Stacked), Greenhouse | Top light, Intra-canopy | Sole-Source, Supplemental | AC | 40 | 42.52 | 2.76 |  | 5 | 44.4 in |  | 2023-08-09 |  | Horticultural Lighting Fixture | 120 | 277 | No | TRUE | 2.69 | 2136 | 200 | 2136 | 346 | 811 | 980 | 41 | [8 empty] | 2.69 | 2136 | 346 | 811 | 980 | 41 |  |  |  |  | 760 | 760 | 70 | 0.969 | 7.4 |  |  |  |  | 794.3 | 120 | 0.969 | 7.4 |  | 0-10V IEC60929 Annex E, 0-10V ANSI C137.1 (8V) | No | RJ-11 | TRUE |  | TRUE |  |  |  | No | [12 empty] | TRUE | [11 empty] | No
Horticultural | H-6AEIXP | Zhongshan Lumigentek Lighting Technology Co., Ltd. | HortiBloom | Horticultural Luminaires | Mega X10 1000 | 3 | IIIORT |  | Indoor (Non-stacked), Indoor (Stacked), Greenhouse | Top light, Intra-canopy | Sole-Source, Supplemental | AC | 40 | 42 | 2.4 |  | 5 | 56.4 in |  | 2023-09-05 |  | Horticultural Lighting Fixture | 240 | 277 | No | TRUE | 2.73 | 2820 | 0 | 2820 | 387 | 1146 | 1289 | 18 | [18 empty] | 1000 | 1000 | 0 | 0.98 | 7.3 | [9 empty] | 0-10V Other Protocol | Dim to Off | RJ-11, RJ-12 |  |  |  | TRUE |  |  | No | [12 empty] | TRUE | TRUE | [9 empty] | TRUE | No
Horticultural | H-8BO9HC | SHENZHEN REIS LIGHTING TECHNOLOGY CO., LTD. | REIS |  | R-LPL-40K-12-300 | 3 | RRRXMF |  | Indoor (Stacked), Greenhouse | Top light | Supplemental | AC | 35 | 3.56 | 0.23 |  | 5 | 70.8 in |  | 2023-08-21 |  | Horticultural Lighting Fixture | 100 | 277 | No |  | 2.88 | 1593 | 159.3 | 1593 | 321 | 756 | 518 | 33 | [18 empty] | 555 | 555 | 55.5 | 0.989 | 8 | [9 empty] | 0-10V IEC60929 Annex E | No | Flying Leads |  |  | TRUE |  |  |  | No | [17 empty] | TRUE | [6 empty] | No
Horticultural | H-90KWDT | Zhongshan Lumigentek Lighting Technology Co., Ltd. | HortiBloom | Horticultural Luminaires | Mega X8 800 | 3 | IIIORT |  | Indoor (Non-stacked), Indoor (Stacked), Greenhouse | Top light, Intra-canopy | Sole-Source, Supplemental | AC | 40 | 42 | 2.4 |  | 5 | 45.6 in |  | 2023-09-05 |  | Horticultural Lighting Fixture | 120 | 277 | No | TRUE | 2.63 | 2025 | 0 | 2025 | 281 | 810 | 936 | 7 | [18 empty] | 800 | 800 | 0 | 0.975 | 11.8 | [9 empty] | 0-10V Other Protocol | Dim to Off | RJ-11, RJ-12 |  |  |  | TRUE |  |  | No | [12 empty] | TRUE | TRUE | [9 empty] | TRUE | No
Horticultural | H-9BA7OD | Greenlux Lighting Solutions Ltd. | Valoya | RF350-3 Solray385 | RF3503-30xxxxx72 | 3 | UUUVKO |  | Indoor (Non-stacked), Indoor (Stacked) | Top light | Sole-Source | AC | 40 | 20.3 | 3.3 |  | 5 | 46.8 in |  | 2023-08-04 |  | Horticultural Lighting Fixture | 220 | 480 | No |  | 2.51 | 898 | 0 | 898.1 | 176 | 335 | 387 | 32 | 947 | 2.65 | [16 empty] | 358 | 358 | 0 | 0.961 | 11 | [9 empty] | 0-10V IEC60929 Annex E | Dim to Off | Flying Leads |  |  | TRUE |  |  |  | No | [17 empty] | TRUE | [5 empty] | TRUE | No | [20 empty] | 2023-08-04
Horticultural | H-9EH0BD | Greenlux Lighting Solutions Ltd. | Valoya | RF700-6 Solray385 | RF7006-30xxxxx72 | 3 | UUUVKO |  | Indoor (Non-stacked), Indoor (Stacked) | Top light | Sole-Source | AC | 40 | 44.3 | 3.3 |  | 5 | 46.8 in |  | 2023-08-04 |  | Horticultural Lighting Fixture | 220 | 480 | No | TRUE | 2.51 | 1791 | 0 | 1791 | 355 | 669 | 768 | 64 | 1886 | 2.64 | [16 empty] | 714 | 714 | 0 | 0.955 | 7 | [9 empty] | 0-10V IEC60929 Annex E | Dim to Off | Flying Leads |  |  | TRUE |  |  |  | No | [17 empty] | TRUE | [5 empty] | TRUE | No | [20 empty] | 2023-08-04
Horticultural | H-9UJNLX | GML Solutions Ltd. | Grand Master LEDs | Master 6 Bloom RED 900 | GMLL0900W6I1A12C2 | 3 | UUUVNK | TRUE | Indoor (Non-stacked), Indoor (Stacked) | Top light | Sole-Source | AC | 40 | 43.86 | 4.06 |  | 5 | 44.4 in |  | 2023-09-08 |  | Horticultural Lighting Fixture | 200 | 277 | No | TRUE | 2.74 | 2459 | 0 | 2459 | 430 | 924 | 1105 | 149 | [8 empty] | 2.74 | 2459 | 430 | 924 | 1105 | 149 |  |  |  |  | 896 | 896 | 0 | 0.992 | 7 |  |  |  |  | 896.4 | 240 | 0.992 |  |  | 0-10V IEC60929 Annex E | Dim to Off, Manual Dimming | RJ-14 |  |  | TRUE |  |  |  | No | [14 empty] | TRUE | [8 empty] | TRUE | No | TRUE
Horticultural | H-9V8PID | Acuity Brands Lighting | Verjure | Arize Factor ML300 | VAFS-3PURWBD | 3 | EAEGER | TRUE | Indoor (Non-stacked), Indoor (Stacked), Greenhouse | Top light | Sole-Source, Supplemental | DC | 40 | 3.58 | 2.08 |  | 5 | 46.8 in | Model number may end in JP followed by a number to indicate packaging quantities. Please note that these DC-powered light sources are sold as components where complete systems are specified in the following format: VAFS [4/5/6] PUR WBD [All Options] | 2023-08-21 |  | Horticultural Lighting Fixture | 46 | 46 | No | TRUE |  | 319 | 0 | 319.4 | 28 | 1 | 291 | 1 | 320 |  | 3.32 | 3.07 | 3.32 | 3.07 |  |  |  | 319 | 28 | 1 | 291 | 1 | 320 |  | 3.32 | 3.32 | 96 | 96 | 1.5 | 0.938 | 8 | 2 | 104 | AC-derated performance is 92.46% efficiency at 66.74% loading on a 680W power source at 277V | 6 96.28W fixtures operating at 45.88V Series-wired with 26.11 feet of 14 AWG cabling to a 680W power source limits cabling losses to 0.06% | 96.34 | 45.9 | 0.938 | 8 | 2.1 | 0-10V Other Protocol | Dim to Off | VACNPQDLV3FT Dimming Cable |  |  |  | TRUE |  |  | No | [19 empty] | VACNPQDLV3FT Dimming Cable |  |  |  | TRUE | No | [18 empty] | Horizontal |  | 2024-03-27
Horticultural | H-AK0H63 | Greenlux Lighting Solutions Ltd. | Valoya | RF350-3 SolrayX | RF3503-30xxxxx74 | 3 | UUUVKO |  | Indoor (Non-stacked), Indoor (Stacked) | Top light | Sole-Source | AC | 40 | 20.3 | 3.3 |  | 5 | 46.8 in |  | 2023-08-04 |  | Horticultural Lighting Fixture | 220 | 480 | No |  | 2.59 | 886 | 0 | 886.4 | 172 | 335 | 380 | 15 | 901 | 2.63 | [16 empty] | 342 | 342 | 0 | 0.957 | 11 | [9 empty] | 0-10V IEC60929 Annex E | Dim to Off | Flying Leads |  |  | TRUE |  |  |  | No | [17 empty] | TRUE | [5 empty] | TRUE | No | [20 empty] | 2023-08-04
Horticultural | H-AQTZ97 | SINOWELL INC | FLEXSTAR | horticultural LED light | Flexstar Nova 520W HB | 3 | RRRYCJ | TRUE | Indoor (Non-stacked), Indoor (Stacked), Greenhouse | Top light | Sole-Source, Supplemental | AC | 40 | 9.32 | 3.2 |  | 5 | 24.0 in |  | 2023-09-14 |  | Horticultural Lighting Fixture | 220 | 347 | No | TRUE | 3.3 | 1716 | 0 | 1716 | 105 | 2 | 1600 | 9 | [6 empty] | 1 |  | 3.39 | 1762 | 103 | 2 | 1657 | 11 |  |  |  |  | 520 | 520 | 0 | 20 | [5 empty] | 520.11 | 220 | 0.986 | 7.9 |  | 0-10V IEC60929 Annex E, 0-10V ANSI C137.1 (8V), 0-10V ANSI C137.1 (9V), 0-10V Other Protocol, No | Dim to Off | RJ-11, RJ-12, No | TRUE | TRUE | TRUE | TRUE |  |  | No |  |  |  |  | No | [6 empty] | No | TRUE | TRUE | [5 empty] | No |  |  | No | TRUE | No
Horticultural | H-AXJLKH | Acuity Brands Lighting | Verjure | Arize Factor ML300 | VAFS-3PPFWBD | 3 | EAEGER | TRUE | Indoor (Non-stacked), Indoor (Stacked), Greenhouse | Top light | Sole-Source, Supplemental | DC | 40 | 3.58 | 2.08 |  | 5 | 46.8 in | Model number may end in JP followed by a number to indicate packaging quantities. Please note that these DC-powered light sources are sold as components where complete systems are specified in the following format: VAFS [4/5/6] PPF WBD [All Options] | 2023-08-21 |  | Horticultural Lighting Fixture | 46 | 46 | No | TRUE |  | 311 | 0 | 310.9 | 28 | 1 | 282 | 12 | 323 |  | 3.23 | 3 | 3.36 | 3.12 |  |  |  | 311 | 28 | 1 | 282 | 12 | 323 |  | 3.23 | 3.36 | 96 | 96 | 1.5 | 0.937 | 7 | 2 | 103 | AC-derated performance is 92.79% efficiency at 68.41% loading on a 680W power source at 277V | 6 96.17W fixtures operating at 45.8V Series-wired with 26.11 feet of 14 AWG cabling to a 680W power source limits cabling losses to 0.06% | 96.2 | 45.8 | 0.937 | 7.2 | 2.101 | 0-10V Other Protocol | Dim to Off | VACNPQDLV3FT Dimming Cable |  |  |  | TRUE |  |  | No | [19 empty] | VACNPQDLV3FT Dimming Cable |  |  |  | TRUE | No | [18 empty] | Horizontal |  | 2024-03-27
Horticultural | H-BI219P | SINOWELL INC | FLEXSTAR | horticultural LED light | Flexstar Nova 800W HB | 3 | RRRYCJ |  | Indoor (Non-stacked), Indoor (Stacked), Greenhouse | Top light | Sole-Source, Supplemental | AC | 40 | 12.5 | 3.2 |  | 5 | 22.8 in |  | 2023-09-14 |  | Horticultural Lighting Fixture | 208 | 277 | No | TRUE | 3.4 | 2720 | 0 | 2720 | 120 | 10 | 2570 | 20 | [6 empty] | 1 | [11 empty] | 800 | 800 | 0 | 20 | [10 empty] | 0-10V IEC60929 Annex E, 0-10V ANSI C137.1 (8V), 0-10V ANSI C137.1 (9V), 0-10V Other Protocol, No | Dim to Off | RJ-11, RJ-12, No | TRUE | TRUE | TRUE | TRUE |  |  | No |  |  |  |  | No | [6 empty] | No | TRUE | TRUE | [5 empty] | No |  |  | No | TRUE | No
Horticultural | H-F98AUQ | Guangdong Sanqi Technology Co., Ltd. | SANQI | LED Grow Light | SQ1000-PG.XX | 3 | UUUVMF | TRUE | Indoor (Non-stacked), Greenhouse | Top light | Sole-Source, Supplemental | AC | 40 | 43.31 | 3.31 |  | 5 | 44.4 in |  | 2023-08-11 |  | Horticultural Lighting Fixture | 100 | 277 | No | TRUE | 2.91 | 2997 | 0 | 2997 | 509 | 1121 | 1369 | 65 | [8 empty] | 2.91 | 2997 | 509 | 1121 | 1369 | 65 |  |  |  |  | 1000 | 1000 | 0 | 0.985 | 8.2 |  |  |  |  | 1031 | 120 | 0.985 | 8.2 |  | 0-10V IEC60929 Annex E | Dim to Off, Manual Dimming | RJ-11 |  |  | TRUE |  |  |  | No | [12 empty] | TRUE | [10 empty] | TRUE | No | TRUE | [19 empty] | 2024-03-25
Horticultural | H-JBDCLY | MechaTronix | MechaTronix |  | COOLSTACK® MAX 5RB 174 FG AR | 3 | IIIORN | TRUE | Indoor (Non-stacked), Indoor (Stacked), Greenhouse | Top light | Sole-Source, Supplemental | AC | 30 | 6.69 | 6.33 |  | 10 | 44.4 in |  | 2023-08-28 |  | Horticultural Lighting Fixture | 400 | 480 | No | TRUE | 3.35 | 4064 | 0 | 4380 | 220 | 6 | 3840 | 30 | [8 empty] | 3.35 | 4064 | 219 | 6 | 3840 | 30 |  |  |  |  | 1248 | 1248 | 0 | 0.97 | 9 |  |  |  |  | 1214 | 400 | 0.978 | 7.2 |  | Bluetooth - Manufacturer Specific | Dim to Off | Wireless Radio | [6 empty] | No | [8 empty] | TRUE | [11 empty] | TRUE |  |  | TRUE | No | [20 empty] | 2023-11-27
Horticultural | H-JE957P | SLT LIGHTING TECHNOLOGY(DONGGUAN)CO., LTD | SLTMAKS |  | STG-1000W-F-G-XX(XX can be blank or any letter) | 3 | IIIORM | TRUE | Indoor (Non-stacked), Indoor (Stacked), Greenhouse | Top light | Supplemental | AC | 55 | 42.91 | 2.99 |  | 5 | 46.8 in |  | 2023-08-17 |  | Horticultural Lighting Fixture | 100 | 277 | No | TRUE | 2.57 | 2742 | 274.2 | 2742 | 452 | 961 | 1061 | 143 | [8 empty] | 2.57 | 2742 | 452 | 961 | 1061 | 143 |  |  |  |  | 1000 | 1000 | 100 | 0.974 | 7 |  |  |  |  | 960.8 | 120 | 0.974 | 6.7 |  | 0-10V IEC60929 Annex E | No | Flying Leads |  |  | TRUE |  |  |  | No | [17 empty] | TRUE | [6 empty] | No
Horticultural | H-JFXP2C | HLG | Horticulture Lighting Group | HLG700 V2 Rspec FR HV | HLG700 V2 Rspec FR HV | 3 | EAEGES | TRUE | Indoor (Non-stacked), Indoor (Stacked) | Top light, 0 | Sole-Source | AC | 40 | 27 | 3.5 |  | 5 | 37.2 in |  | 2023-08-28 |  | Horticultural Lighting Fixture | 240 | 277 | No |  | 2.26 | 1577 | 0 | 1577 | 257 | 630 | 702 | 107 | [8 empty] | 2.26 | 1577 | 257 | 630 | 702 | 107 |  |  |  |  | 700 | 698.5 | 0 | 0.98 | 7 |  |  |  |  | 698.5 | 240 | 0.965 | 8.9 |  | 0-10V Other Protocol, NO | Dim to Off, Manual Dimming | RJ-11, NO |  |  |  | TRUE |  |  | NO |  |  |  |  | NO | [6 empty] | NO | TRUE | [6 empty] | NO |  |  | NO | TRUE | NO | TRUE | [17 empty] | Horizontal
Horticultural | H-JZHMWG | Zhongshan Lumigentek Lighting Technology Co., Ltd. | HortiBloom | Horticultural Luminaires | Mega X8 720 | 3 | IIIORT |  | Indoor (Non-stacked), Indoor (Stacked), Greenhouse | Top light, Intra-canopy | Sole-Source, Supplemental | AC | 40 | 42 | 2.4 |  | 5 | 45.6 in |  | 2023-09-05 |  | Horticultural Lighting Fixture | 120 | 277 | No | TRUE | 2.66 | 1955 | 0 | 1955 | 269 | 784 | 904 | 7 | [18 empty] | 720 | 720 | 0 | 0.964 | 13.5 | [9 empty] | 0-10V Other Protocol | Dim to Off | RJ-11, RJ-12 |  |  |  | TRUE |  |  | No | [12 empty] | TRUE | TRUE | [9 empty] | TRUE | No
Horticultural | H-KQ96G3 | Greenlux Lighting Solutions Ltd. | Valoya | RF600-6 Solray385 | RF6006-30xxxxx72 | 3 | UUUVKO |  | Indoor (Non-stacked), Indoor (Stacked) | Top light | Sole-Source | AC | 40 | 44.3 | 3.3 |  | 5 | 46.8 in |  | 2023-08-04 |  | Horticultural Lighting Fixture | 220 | 480 | No |  | 2.51 | 1650 | 0 | 1650 | 327 | 617 | 708 | 59 | 1738 | 2.65 | [16 empty] | 656 | 656 | 0 | 0.971 | 5 | [9 empty] | 0-10V IEC60929 Annex E | Dim to Off | Flying Leads |  |  | TRUE |  |  |  | No | [17 empty] | TRUE | [5 empty] | TRUE | No | [20 empty] | 2023-08-04
Horticultural | H-LNJ13M | Greenlux Lighting Solutions Ltd. | Valoya | RF300-6 Solray385 | RF3006-10xxxxx72 | 3 | UUUVKO |  | Indoor (Non-stacked), Indoor (Stacked) | Top light | Sole-Source | AC | 40 | 44.3 | 3.3 |  | 5 | 46.8 in |  | 2023-08-23 |  | Horticultural Lighting Fixture | 120 | 277 | No | TRUE | 2.52 | 845 | 0 | 844.5 | 165 | 328 | 352 | 45 | 921 | 2.75 | [16 empty] | 335 | 335 | 0 | 0.97 | 10 | [9 empty] | 0-10V IEC60929 Annex E | Dim to Off | Flying Leads |  |  | TRUE |  |  |  | No | [17 empty] | TRUE | [5 empty] | TRUE | No | [20 empty] | 2023-08-23
Horticultural | H-OI4UP8 | Greenlux Lighting Solutions Ltd. | Valoya | RF300-3 Solray385 | RF3003-30xxxxx72 | 3 | UUUVKO | TRUE | Indoor (Non-stacked), Indoor (Stacked) | Top light | Sole-Source | AC | 40 | 20.3 | 3.3 |  | 5 | 46.8 in |  | 2023-08-04 |  | Horticultural Lighting Fixture | 220 | 480 | No |  | 2.51 | 816 | 0 | 816.4 | 160 | 305 | 352 | 29 | 860 | 2.65 | [6 empty] | 2.51 | 816 | 160 | 305 | 352 | 29 |  |  |  |  | 325 | 325 | 0 | 0.961 | 11 |  |  |  |  | 325.15 | 277 | 0.992 |  |  | 0-10V IEC60929 Annex E | Dim to Off | Flying Leads |  |  | TRUE |  |  |  | No | [17 empty] | TRUE | [5 empty] | TRUE | No | [20 empty] | 2023-08-04
Horticultural | H-PFCOB9 | Grow Pros Solutions | GROW PROS SOLUTIONS | LED GROW LIGHTS | GPS-AK-800W | 3 | IIIORR | TRUE | Indoor (Non-stacked), Indoor (Stacked), Greenhouse | Top light | Supplemental | AC | 45 | 11.81 | 3.94 |  | 5 | 28.8 in |  | 2023-08-31 |  | Horticultural Lighting Fixture | 120 | 277 | No | TRUE | 2.29 | 1901 | 184 | 1840 | 482 | 502 | 918 | 25 | [8 empty] | 2.29 | 1901 | 482 | 502 | 918 | 25 |  |  |  |  | 837 | 800 | 80 | 0.912 | 10 |  |  |  |  | 831.72 | 120 | 0.914 | 10.1 |  | 0-10V IEC60929 Annex E | No | RJ-11, RJ-12, RJ-14, RJ-45 |  |  | TRUE |  |  |  | No | [12 empty] | TRUE | TRUE | TRUE | TRUE | [8 empty] | No
Horticultural | H-PO3KN8 | Sollum technologies | Sollum Technologies | SF-ONE | SF-05DA-88A | 3 | PPPTYN | TRUE | Indoor (Non-stacked), Greenhouse | Top light | Sole-Source, Supplemental | AC | 35 | 6.3 | 5.15 |  | 5 | 31.2 in |  | 2023-08-23 |  | Horticultural Lighting Fixture | 277 | 400 | Yes | TRUE | 2.85 | 2250 | 0 | 2220 | 220 | 300 | 1730 | 155 | 2405 | 3 | [6 empty] | 2.78 | 2175 | 212 | 277 | 1686 | 152 | 2327 | 2.98 |  |  | 790 | 790 | 6 | 0.98 | 5 |  |  |  |  | 782.08 | 277 | 0.975 | 5.4 |  | Proprietary | Dim to Off | Proprietary | [6 empty] | No |  |  |  |  | Proprietary | [14 empty] | Proprietary |  |  |  | TRUE | No
Horticultural | H-Q5CIDN | Greenlux Lighting Solutions Ltd. | Valoya | RF400-6 Solray385.2 | RF4006-10xxxxx72 | 3 | UUUVKO |  | Indoor (Non-stacked), Indoor (Stacked) | Top light | Sole-Source | AC | 40 | 44.3 | 3.3 |  | 5 | 46.8 in |  | 2023-08-04 |  | Horticultural Lighting Fixture | 120 | 277 | No |  | 2.51 | 1133 |  |  | 223 | 440 | 471 | 61 | 1189 | 2.64 | [16 empty] | 451 |  |  | 0.963 | 8 | [10 empty] | No | [53 empty] | 2023-08-04
Horticultural | H-QCY8AW | AVENORD INC. | AGRICLÉ |  | HORTI.03.050.030D4.03.C | 3 | IIIORQ | TRUE | Indoor (Stacked), Greenhouse | Top light | Supplemental | AC | 40 | 1.3 | 1.4 |  | 5 | 45.6 in |  | 2023-08-29 |  | Horticultural Lighting Fixture | 100 | 277 | No |  | 2.51 | 70 | 69.5 | 69.5 | 17 | 32 | 21 | 2 | [8 empty] | 2.51 | 70 | 17 | 32 | 21 | 2 |  |  |  |  | 30 | 30 | 30 | 0.918 | 17 |  |  |  |  | 27.71 | 120 | 0.918 | 17.4 |  |  | No | [7 empty] | No | [24 empty] | No | [20 empty] | 2023-09-15
Horticultural | H-QJLXHF | HLG | Horticulture Lighting Group | HLG700 Rspec FR HV | HLG700 Rspec FR HV | 3 | EAEGES | TRUE | Indoor (Non-stacked), Indoor (Stacked) | Top light, 0 | Sole-Source | AC | 40 | 27 | 3.5 |  | 5 | 37.2 in |  | 2023-08-28 |  | Horticultural Lighting Fixture | 240 | 277 | No | TRUE | 2.3 | 1457 | 0 | 1457 | 240 | 580 | 647 | 102 | [8 empty] | 2.3 | 1457 | 240 | 580 | 647 | 102 |  |  |  |  | 630 | 632.7 | 0 | 0.97 | 9 |  |  |  |  | 632.7 | 240 | 0.961 | 9.6 |  | 0-10V Other Protocol, NO | Dim to Off, Manual Dimming | RJ-11, NO |  |  |  | TRUE |  |  | NO |  |  |  |  | NO | [6 empty] | NO | TRUE | [6 empty] | NO |  |  | NO | TRUE | NO | TRUE | [17 empty] | Horizontal
Horticultural | H-RI4H3B | Guangdong Sanqi Technology Co., Ltd. | EVERGLOW LIGHTING | LED Grow Light | SQ1000-PG.XX | 3 | UUUVTY | TRUE | Indoor (Non-stacked), Greenhouse | Top light | Sole-Source, Supplemental | AC | 40 | 43.31 | 3.31 |  | 5 | 44.4 in |  | 2023-08-11 |  | Horticultural Lighting Fixture | 100 | 277 | No | TRUE | 2.91 | 2997 | 0 | 2997 | 509 | 1121 | 1369 | 65 | [8 empty] | 2.91 | 2997 | 509 | 1121 | 1369 | 65 |  |  |  |  | 1000 | 1000 | 0 | 0.985 | 8.2 |  |  |  |  | 1031 | 120 | 0.985 | 8.2 |  | 0-10V IEC60929 Annex E | Dim to Off, Manual Dimming | RJ-11 |  |  | TRUE |  |  |  | No | [12 empty] | TRUE | [10 empty] | TRUE | No | TRUE | [19 empty] | 2024-07-22
Horticultural | H-SHXWFV | HLG | Horticulture Lighting Group | HLG Tomahawk 720 HV | HLG Tomahawk 720 HV | 3 | UUUVNC | TRUE | Indoor (Non-stacked), Indoor (Stacked) | Top light | Sole-Source | AC | 40 | 40 | 2.25 |  | 5 | 40.8 in |  | 2023-08-28 |  | Horticultural Lighting Fixture | 240 | 277 | No | TRUE | 2.84 | 2134 | 0 | 2133.8 | 419 | 777 | 948 | 30 | [8 empty] | 2.84 | 2134 | 419 | 777 | 948 | 30 |  |  |  |  | 751 | 750 | 0 | 0.966 | 12 |  |  |  |  | 750.6 | 240 | 0.966 |  |  | 0-10V Other Protocol | Dim to Off, Manual Dimming | RJ-11 |  |  |  | TRUE |  |  | NO | [12 empty] | TRUE | [10 empty] | TRUE | NO | TRUE | [17 empty] | Horizontal
Horticultural | H-SPR2IG | BIOS Lighting | BIOS |  | BP-0Li2-000-KT[L,H]011-1 | 3 | UUUVML | TRUE | Indoor (Stacked) | Top light | Sole-Source | AC | 40 | 45 | 3 |  | 5 | 45.6 in |  | 2023-08-16 |  | Horticultural Lighting Fixture | 120 | 480 | No | TRUE | 2.7 | 2082 | 0 | 2082 | 350 | 686 | 1047 | 4 | [8 empty] | 2.7 | 2082 | 350 | 686 | 1047 | 4 |  |  |  |  | 800 | 800 | 0 | 0.952 | 8.1 |  |  |  |  | 770.5 | 120 | 0.998 |  |  | 0-10V IEC60929 Annex E | Dim to Off | Flying Leads |  |  | TRUE |  |  |  | No | [17 empty] | TRUE | [5 empty] | TRUE | No
Horticultural | H-SQYITE | Ekin Technology (Shenzhen) Co., Ltd | Ekin | LED Bar Light | B600 PRO | 3 | RRRYBK | TRUE | Indoor (Non-stacked) | Intra-canopy | Sole-Source | AC | 35 | 42.52 | 1.57 |  | 5 | 44.4 in |  | 2023-08-14 |  | Horticultural Lighting Fixture | 120 | 277 | Yes | TRUE | 2.38 | 1867 | 8 | 1800 | 286 | 689 | 894 | 50 | [8 empty] | 2.38 | 1867 | 286 | 689 | 894 | 50 |  |  |  |  | 720 | 720 | 720 | 0.997 | 5 |  |  |  |  | 785.4 | 120 | 0.936 | 12.1 |  | 0-10V Other Protocol | No |  |  |  |  | TRUE |  |  | No | [24 empty] | No | [20 empty] | 2023-08-14
Horticultural | H-TVBPDA | AVENORD INC. | AGRICLÉ |  | HORTI.03.080.680D1.00.J | 3 | IIIORP | TRUE | Indoor (Stacked), Greenhouse | Top light | Supplemental | AC | 40 | 3.37 | 3.21 |  | 5 | 45.6 in |  | 2023-08-28 |  | Horticultural Lighting Fixture | 277 | 480 | No | TRUE | 2.68 | 1910 | 680 | 1910 | 404 | 786 | 722 | 44 | [8 empty] | 2.68 | 1910 | 404 | 786 | 722 | 44 |  |  |  |  | 680 | 191 | 68 | 0.955 | 8 |  |  |  |  | 713.6 | 277 | 0.955 | 7.7 |  | 0-10V IEC60929 Annex E | No | Flying Leads |  |  | TRUE |  |  |  | No | [17 empty] | TRUE | [6 empty] | No | [20 empty] | 2023-09-15
Horticultural | H-U1NK8J | Zhongshan Lumigentek Lighting Technology Co., Ltd. | HortiBloom | Horticultural Luminaires | Mega X6 500 | 3 | IIIORT |  | Indoor (Non-stacked), Indoor (Stacked), Greenhouse | Top light, Intra-canopy | Sole-Source, Supplemental | AC | 40 | 42 | 2.4 |  | 5 | 33.6 in |  | 2023-09-05 |  | Horticultural Lighting Fixture | 120 | 277 | No | TRUE | 2.68 | 1412 | 0 | 1412 | 190 | 573 | 650 | 9 | [18 empty] | 500 | 500 | 0 | 0.948 | 12.6 | [9 empty] | 0-10V Other Protocol | Dim to Off | RJ-11, RJ-12 |  |  |  | TRUE |  |  | No | [12 empty] | TRUE | TRUE | [9 empty] | TRUE | No
Horticultural | H-UADI3H | Greenlux Lighting Solutions Ltd. | Valoya | RF700-6 SolrayX | RF7006-30xxxxx74 | 3 | UUUVKO |  | Indoor (Non-stacked), Indoor (Stacked) | Top light | Sole-Source | AC | 40 | 44.3 | 3.3 |  | 5 | 46.8 in |  | 2023-08-04 |  | Horticultural Lighting Fixture | 220 | 480 | No |  | 2.66 | 1824 | 0 | 1824 | 357 | 689 | 780 | 30 | 1854 | 2.7 | [16 empty] | 686 | 686 | 0 | 0.952 | 8 | [9 empty] | 0-10V IEC60929 Annex E | Dim to Off | Flying Leads |  |  | TRUE |  |  |  | No | [17 empty] | TRUE | [5 empty] | TRUE | No | [20 empty] | 2023-08-04
Horticultural | H-VAPRT4 | Zhongshan Lumigentek Lighting Technology Co., Ltd. | HortiBloom | Horticultural Luminaires | Mega X4 350 | 3 | IIIORT | TRUE | Indoor (Non-stacked), Indoor (Stacked), Greenhouse | Top light, Intra-canopy | Sole-Source, Supplemental | AC | 40 | 42 | 2.4 |  | 5 | 21.6 in |  | 2023-09-05 |  | Horticultural Lighting Fixture | 120 | 277 | No | TRUE | 2.66 | 924 | 0 | 924 | 123 | 375 | 426 | 6 | [8 empty] | 2.66 | 924 | 123 | 375 | 426 | 6 |  |  |  |  | 350 | 350 | 0 | 0.948 | 9.5 |  |  |  |  | 347.2 | 120 | 0.948 | 9.5 |  | 0-10V Other Protocol | Dim to Off | RJ-11, RJ-12 |  |  |  | TRUE |  |  | No | [12 empty] | TRUE | TRUE | [9 empty] | TRUE | No
Horticultural | H-VSUEG7 | HLG | Horticulture Lighting Group | HLG Tomahawk 650 HV | HLG Tomahawk 650 HV | 3 | UUUVNB | TRUE | Indoor (Non-stacked), Indoor (Stacked) | Top light | Sole-Source | AC | 40 | 40 | 2.25 |  | 5 | 40.8 in |  | 2023-08-28 |  | Horticultural Lighting Fixture | 240 | 277 | No | TRUE | 2.91 | 1897 | 0 | 1859 | 376 | 694 | 836 | 26 | [8 empty] | 2.91 | 1897 | 376 | 694 | 836 | 26 |  |  |  |  | 650 | 60 | 0 | 0.964 | 9 |  |  |  |  | 652.3 | 240 | 0.964 |  |  | 0-10V Other Protocol | Dim to Off, Manual Dimming | RJ-11 |  |  |  | TRUE |  |  | NO | [12 empty] | TRUE | [10 empty] | TRUE | NO | TRUE | [17 empty] | Horizontal
Horticultural | H-W4Y5GX | SHENZHEN REIS LIGHTING TECHNOLOGY CO., LTD. | REIS |  | R-LPL-50K-13-[120,150,240,300] | 3 | RRRXMF |  | Indoor (Stacked), Greenhouse | Top light | Supplemental | AC | 35 | 3.56 | 0.23 |  | 5 | 70.8 in |  | 2023-08-21 |  | Horticultural Lighting Fixture | 100 | 277 | No |  | 2.9 | 1725 | 172.5 | 1725 | 439 | 817 | 471 | 30 | [18 empty] | 600 | 600 | 60 | 0.989 | 8 | [9 empty] | 0-10V IEC60929 Annex E | No | Flying Leads |  |  | TRUE |  |  |  | No | [17 empty] | TRUE | [6 empty] | No
Horticultural | H-WA5CF2 | Vision Tech Group, Inc. | efinity | Superstar 2100 Pro | ZSC-2K760-SV21 | 3 | UUUVLU | TRUE | Indoor (Non-stacked), Indoor (Stacked), Greenhouse | Top light | Supplemental | AC | 40 | 11.8 | 4.2 |  | 5 | 28.8 in |  | 2023-07-31 |  | Horticultural Lighting Fixture | 200 | 277 | No | TRUE | 2.68 | 2106 | 210.6 | 2106 | 500 | 645 | 962 | 39 | [8 empty] | 2.68 | 2106 | 500 | 645 | 962 | 39 |  |  |  |  | 780 | 780 | 78 | 0.98 | 6 |  |  |  |  | 785.8 | 200 | 0.994 |  |  | 0-10V IEC60929 Annex E | No | Flying Leads |  |  | TRUE |  |  |  | No | [17 empty] | TRUE | [6 empty] | No
Horticultural | H-WMG1Z2 | SHENZHEN REIS LIGHTING TECHNOLOGY CO., LTD. | REIS |  | R-LPL-27K-12-300 | 3 | RRRXMF | TRUE | Indoor (Stacked), Greenhouse | Top light | Supplemental | AC | 35 | 3.56 | 0.23 |  | 5 | 70.8 in |  | 2023-08-21 |  | Horticultural Lighting Fixture | 100 | 277 | No | TRUE | 2.73 | 1514 | 151.4 | 1514 | 151 | 659 | 706 | 50 | [8 empty] | 2.73 | 1514 | 151 | 659 | 706 | 50 |  |  |  |  | 555 | 555 | 55.5 | 0.989 | 8 |  |  |  |  | 555.21 | 120 | 0.989 | 7.7 |  | 0-10V IEC60929 Annex E | No | Flying Leads |  |  | TRUE |  |  |  | No | [17 empty] | TRUE | [6 empty] | No
Horticultural | H-X26GMN | Zhongshan Lumigentek Lighting Technology Co., Ltd. | HortiBloom | Horticultural Luminaires | Mega X4 500 | 3 | IIIORT | TRUE | Indoor (Non-stacked), Indoor (Stacked), Greenhouse | Top light, Intra-canopy | Sole-Source, Supplemental | AC | 40 | 42 | 2.4 |  | 5 | 21.6 in |  | 2023-09-05 |  | Horticultural Lighting Fixture | 120 | 277 | No | TRUE | 2.59 | 1396 | 0 | 1396 | 187 | 567 | 644 | 9 | [8 empty] | 2.59 | 1396 | 187 | 567 | 644 | 9 |  |  |  |  | 500 | 500 | 0 | 0.949 | 12.7 |  |  |  |  | 538.6 | 120 | 0.949 | 12.7 |  | 0-10V Other Protocol | Dim to Off | RJ-11, RJ-12 |  |  |  | TRUE |  |  | No | [12 empty] | TRUE | TRUE | [9 empty] | TRUE | No
Horticultural | H-ZMO3RP | Greenlux Lighting Solutions Ltd. | Valoya | RF400-6 SolrayX.2 | RF4006-10xxxxx74 | 3 | UUUVKO |  | Indoor (Non-stacked), Indoor (Stacked) | Top light | Sole-Source | AC | 40 | 44.3 | 3.3 |  | 5 | 46.8 in |  | 2023-08-04 |  | Horticultural Lighting Fixture | 120 | 277 | No |  | 2.6 | 1171 |  |  | 228 | 456 | 488 | 17 | 1188 | 2.64 | [16 empty] | 450 |  |  | 0.963 | 8 | [10 empty] | No | [53 empty] | 2023-08-04
Horticultural | H-0001034 | Signify North America Corporation – Horti LED | Philips | GreenPower LED Toplighting Linear | GPL TLL 800 DRW_MB 277-400V 2.2D | 3 | RRRXMH |  | Indoor (Non-stacked), Indoor (Stacked), Greenhouse | Top light | Sole-Source, Supplemental | AC | 40 | 2 | 3 |  | 5 | 600.0 in |  | 2023-05-19 |  | Horticultural Lighting Fixture | 277 | 400 | No | TRUE | 3.19 | 797 |  |  | 108 | 44 | 645 | 3 | 800 | 3.2 | [16 empty] | 250 | 250 | 26.3 | 0.95 | 15 | [9 empty] | Power Line Communication, No | No | Mains Cable + Wieland Connector, No | [6 empty] | No |  |  |  |  | Power Line Communication | [6 empty] | No | [7 empty] | Mains Cable + Wieland Connector |  |  | No |  | No | [20 empty] | 2024-02-21
Horticultural | H-0NR2IA | Advanced Agricultural Technologies, LLC d.b.a. Agro Lighting | Agro lighting | Horticultural Luminaire | AL-One | 3 | GGGGXV | TRUE | Indoor (Non-stacked), Indoor (Stacked) | Top light, 0 | Sole-Source | AC | 40 | 43.31 | 1.77 |  | 5 | 48.0 in |  | 2023-05-18 |  | Horticultural Lighting Fixture | 100 | 277 | No | TRUE | 3.1 | 2357 | 0 | 2357 | 383 | 847 | 1127 | 31 | [8 empty] | 3.1 | 2357 | 383 | 847 | 1127 | 31 |  |  |  |  | 760 | 760 | 0 | 0.979 | 6.9 |  |  |  |  | 760.3 | 120 | 0.999 |  |  | 0-10V Other Protocol, 0 | No | RS485, 0 |  |  |  | TRUE |  |  | No |  |  |  |  | 0 | [6 empty] | 0 | [7 empty] | RS485 |  |  | 0 |  | No
Horticultural | H-1HIELA | Shenzhen Enlite Energy Technology Co., Ltd | Enlite | Horticultural Lighting | 001-FA1060277300-00 | 3 | GGGHAL | TRUE | Indoor (Non-stacked) | Top light, 0 | Sole-Source, Supplemental | AC | 45 | 41.65 | 1.59 |  | 5 | 62.4 in |  | 2023-06-15 |  | Horticultural Lighting Fixture | 200 | 277 | No | TRUE | 2.66 | 2688 | 0 | 2687.5 | 522 | 995 | 1189 | 121 | [8 empty] | 2.66 | 2688 | 522 | 995 | 1189 | 121 |  |  |  |  | 1060 | 1060 | 0 | 0.98 | 7 |  |  |  |  | 1009 | 277 | 0.98 | 7 |  | 0-10V Other Protocol, 0 | Dim to Off, Manual Dimming | RJ-11, 0 |  |  |  | TRUE |  |  | No |  |  |  |  | 0 | [6 empty] | 0 | TRUE | [6 empty] | 0 |  |  | 0 | TRUE | No | TRUE | [19 empty] | 2023-06-15
Horticultural | H-1WDXLQ | Brave IP Corp | LUMEN GOD | Horticultural LED fixture | Lumen God 645W LED | 3 | UUUVLG | TRUE | Indoor (Non-stacked), Indoor (Stacked), Greenhouse | Top light | Sole-Source, Supplemental | AC | 35 | 43.6 | 2.63 |  | 5 | 49.2 in |  | 2023-07-18 |  | Horticultural Lighting Fixture | 208 | 277 | No | TRUE | 2.69 | 1739 | 0 | 1739 | 383 | 710 | 646 | 38 | [8 empty] | 2.69 | 1739 | 382 | 710 | 646 | 38 |  |  |  |  | 645 | 645 | 0 | 0.9 | 20 |  |  |  |  | 646.8 | 208 | 0.973 | 8.1 |  | 0-10V IEC60929 Annex E, 0-10V ANSI C137.1 (8V), 0-10V ANSI C137.1 (9V), 0-10V Other Protocol, Knob Dimming | Dim to Off, Manual Dimming | RJ-11, RJ-12 | TRUE | TRUE | TRUE | TRUE |  |  | No |  |  |  |  | Knob Dimming | [7 empty] | TRUE | TRUE | [9 empty] | TRUE | No | TRUE
Horticultural | H-2J0KFW | ILUMINAR Lighting | Hypermol | Horticultural Luminaire | IL-HMOL-1000 | 3 | RRRXML |  | Indoor (Non-stacked) | Intra-canopy, 0 | Sole-Source | AC | 40 | 43.7 | 2.28 |  | 5 | 42.0 in |  | 2023-05-24 |  | Horticultural Lighting Fixture | 120 | 277 | No |  | 2.71 | 2660 | 1080 | 2660 | 495 | 1054 | 1110 | 55 | [18 empty] | 981 | 980.5 | 400 | 0.995 | 4 | [9 empty] | 0-10V IEC60929 Annex E, 0 | Dim to Off, Manual Dimming | RJ-11, 0 |  |  | TRUE |  |  |  | No |  |  |  |  | 0 | [6 empty] | 0 | TRUE | [6 empty] | 0 |  |  | 0 | TRUE | No | TRUE
Horticultural | H-3DE46B | Hawthorne Gardening Company | Agrolux | WEGA Plus 760 | HGC906380 | 3 | RRRXMJ | TRUE | Indoor (Non-stacked), Greenhouse | Top light | Sole-Source, Supplemental | AC | 35 | 10.63 | 4.72 |  | 5 | 24.0 in |  | 2023-05-31 |  | Horticultural Lighting Fixture | 220 | 400 |  | TRUE | 3.4 | 2633 |  |  | 133 | 116 | 2385 | 10 | [8 empty] | 3.42 | 2633 | 133 | 116 | 2385 | 10 |  |  |  |  | 770 | 770 | 2 | 0.953 | 11 |  |  |  |  | 769.7 | 220 | 0.953 | 11.5 |  | 0-10V ANSI C137.1 (9V), Power Line Communication (PLC) to 0-10V with internal controller | Dim to Off | Terminal Block, PLC (Power Line Communication) to 0-10V Adapter |  | TRUE |  |  |  |  | No |  |  |  |  | Power Line Communication (PLC) to 0-10V with internal controller | [13 empty] | TRUE | PLC (Power Line Communication) to 0-10V Adapter |  |  |  | TRUE | No | [18 empty] | Horizontal |  | 2024-02-15
Horticultural | H-3QO7HY | ILUMINAR Lighting | Hypermol | Horticultural Luminaire | IL-HMOL-1450 | 3 | RRRXML | TRUE | Indoor (Non-stacked) | Intra-canopy, 0 | Sole-Source | AC | 40 | 43.7 | 2.28 |  | 5 | 42.0 in |  | 2023-05-24 |  | Horticultural Lighting Fixture | 120 | 277 | No |  | 2.71 | 3733 | 1566 | 3733 | 690 | 1481 | 1562 | 75 | [8 empty] | 2.71 | 3733 | 690 | 1481 | 1562 | 75 |  |  |  |  | 1380 | 1380 | 580 | 0.994 | 4 |  |  |  |  | 1380 | 120 | 0.939 | 13.8 |  | 0-10V IEC60929 Annex E, 0 | Dim to Off, Manual Dimming | RJ-11, 0 |  |  | TRUE |  |  |  | No |  |  |  |  | 0 | [6 empty] | 0 | TRUE | [6 empty] | 0 |  |  | 0 | TRUE | No | TRUE | [19 empty] | 2023-05-24
Horticultural | H-3XGDH9 | TSRgrow, LLC | TSRgrow TG | LED Horticulture Light Bar | TG30-V2 | 3 | UUUVKB | TRUE | Indoor (Non-stacked) | Top light | Supplemental | AC | 40 | 1.68 | 1.68 |  | 5 | 60.0 in |  | 2023-07-13 |  | Horticultural Lighting Fixture | 100 | 277 | No |  | 2.59 | 74 | 73.6 | 73.6 | 12 | 16 | 46 | 4 | [8 empty] | 2.59 | 74 | 12 | 16 | 46 | 4 |  |  |  |  | 30 | 30 | 30 | 0.903 | 10 |  |  |  |  | 28.41 | 120 | 0.903 | 10.3 |  |  | No | [7 empty] | No | [24 empty] | No
Horticultural | H-3YTJ7C | Greenlux Lighting Solutions Ltd. | Valoya | RF300-6 SolrayX | RF3006-10xxxxx74 | 3 | UUUVKO | TRUE | Indoor (Stacked) | Top light, 0 | Sole-Source | AC | 40 | 44.3 | 3.3 |  | 5 | 46.8 in |  | 2023-06-21 |  | Horticultural Lighting Fixture | 120 | 277 | No | TRUE | 2.68 | 897 | 89.7 | 897 | 173 | 350 | 374 | 13 | 913 | 2.72 | [6 empty] | 2.68 | 897 | 173 | 350 | 374 | 13 |  |  |  |  | 335 | 335 | 33.5 | 0.969 | 10 |  |  |  |  | 335.11 | 120 | 0.995 | 5.1 |  | 0-10V IEC60929 Annex E, 0 | Dim to Off | Flying Leads, 0 |  |  | TRUE |  |  |  | No |  |  |  |  | 0 | [6 empty] | 0 | [5 empty] | TRUE |  | 0 |  |  | 0 | TRUE | 0 | [20 empty] | 2023-06-21
Horticultural | H-541M8H | Zhengzhou LEDINPRO Lighting Co., Ltd. | LeDinPro | GROW HIPOWER | 351-0005 | 3 | PPPTZY | TRUE | Greenhouse | Top light, 0 | Supplemental | AC | 40 | 5.55 | 2.72 |  | 5 | 36.0 in |  | 2023-05-22 |  | Horticultural Lighting Fixture | 120 | 277 | No | TRUE | 2.5 | 1621 | 0 | 1621 | 225 | 338 | 1064 | 59 | [8 empty] | 2.5 | 1621 | 225 | 338 | 1064 | 59 |  |  |  |  | 620 | 620 | 0 | 0.98 | 20 |  |  |  |  | 643.3 | 120 | 1 |  |  | 0-10V ANSI C137.1 (9V), 0 | Dim to Off, Manual Dimming | DC Connector, 0 |  | TRUE |  |  |  |  | No |  |  |  |  | 0 | [6 empty] | 0 | [7 empty] | DC Connector |  |  | 0 | TRUE | No | TRUE | [19 empty] | 2023-05-22
Horticultural | H-58FIAH | BIOS Lighting | BIOS | Endeavour 970 | BP-NDVR-340-BRDxaaaa-bbbb | 3 | RRRXMP | TRUE | Indoor (Non-stacked), Indoor (Stacked) | Top light, 0 | Sole-Source | AC | 40 | 41.3 | 3.7 |  | 5 | 48.0 in |  | 2023-05-31 |  | Horticultural Lighting Fixture | 120 | 480 | No | TRUE | 2.78 | 966 | 0 | 970 | 178 | 333 | 455 | 12 | [8 empty] | 2.78 | 966 | 178 | 333 | 455 | 12 |  |  |  |  | 347 | 340 | 0 | 0.994 | 9 |  |  |  |  | 346.8 | 120 | 0.994 | 9.3 |  | 0-10V IEC60929 Annex E, 0-10V ANSI C137.1 (8V), 0-10V ANSI C137.1 (9V), 0-10V Other Protocol, N/A | Dim to Off | Terminal Block, N/A | TRUE | TRUE | TRUE | TRUE |  |  | No |  |  |  |  | N/A | [6 empty] | N/A | [6 empty] | TRUE | N/A |  |  | N/A | TRUE | No
Horticultural | H-5T1U60 | SUNSCAPE LLC | SUNSCAPE |  | PA-1-750-GM-120 | 3 | IIIORE | TRUE | Indoor (Non-stacked), Indoor (Stacked), Greenhouse | Top light | Supplemental | AC | 45 | 40.79 | 3.78 |  | 5 | 48.0 in |  | 2023-05-18 |  | Horticultural Lighting Fixture | 100 | 277 | No | TRUE | 2.71 | 2036 | 203.3 | 2036 | 407 | 715 | 916 | 35 | [8 empty] | 2.71 | 2036 | 407 | 715 | 916 | 35 |  |  |  |  | 750 | 750 | 75 | 0.947 | 11 |  |  |  |  | 751.79 | 120 | 0.947 | 10.9 |  | 0-10V IEC60929 Annex E | No |  |  |  | TRUE |  |  |  | No | [24 empty] | No
Horticultural | H-8LUZ5I | SHENZHEN SNC OPTO ELECTRONIC CO.,LTD. | SNC | LED GROW LIGHTS | SNC-GLS02-800WU2JA1-aIST2eg | 3 | PPPUDG | TRUE | Indoor (Non-stacked), Greenhouse | Top light | Supplemental | AC | 40 | 3.94 | 3.11 |  | 5 | 26.4 in |  | 2023-07-25 |  | Horticultural Lighting Fixture | 120 | 277 | No | TRUE | 2.52 | 2157 | 208 | 2080 | 583 | 546 | 1028 | 24 | [8 empty] | 2.52 | 2157 | 583 | 546 | 1028 | 24 |  |  |  |  | 857 | 800 | 80 | 0.978 | 12 |  |  |  |  | 857 | 120 | 0.978 | 11.8 |  | 0-10V IEC60929 Annex E | No | RJ-12 |  |  | TRUE |  |  |  | No | [13 empty] | TRUE | [10 empty] | No | [20 empty] | 2023-07-25
Horticultural | H-8VMDAU | Rayonled Lighting Systems Inc. | Rayonled | Horticultural Lighting Fixture | GLMF-720W-120V | 3 | GGGHAV | TRUE | Indoor (Non-stacked), Indoor (Stacked) | Top light | Sole-Source | AC | 45 | 41.97 | 3.8 |  | 5 | 48.0 in |  | 2023-06-30 |  | Horticultural Lighting Fixture | 100 | 277 | No | TRUE | 2.3 | 1709 | 0 | 1709.3 | 314 | 712 | 696 | 45 | [8 empty] | 2.3 | 1709 | 314 | 712 | 696 | 45 |  |  |  |  | 742 | 742 | 0 | 0.9 | 17 |  |  |  |  | 742 | 100 | 0.955 | 17.3 |  | 0-10V IEC60929 Annex E, 0-10V ANSI C137.1 (8V) | Dim to Off, Manual Dimming | RJ-14 | TRUE |  | TRUE |  |  |  | No | [14 empty] | TRUE | [8 empty] | TRUE | No | TRUE
Horticultural | H-ADYZJN | HortiBest | HortiBest | Octopus-H10L Grow Light | OC-H10L-850A SMF | 3 | PPPUAB | TRUE | Indoor (Non-stacked) | Top light | Sole-Source | AC | 45 | 47.95 | 1.97 |  | 5 | 67.2 in |  | 2023-07-25 |  | Horticultural Lighting Fixture | 200 | 277 | No | TRUE | 2.54 | 2157 | 0 | 2157 | 255 | 860 | 1044 | 39 | [8 empty] | 2.54 | 2157 | 255 | 860 | 1044 | 39 |  |  |  |  | 850 | 850 | 0 | 0.983 | 15.9 |  |  |  |  | 849.2 | 200 | 0.983 | 15.9 |  | 0-10V ANSI C137.1 (8V), 0-10V ANSI C137.1 (9V) | Dim to Off, Manual Dimming | RJ-14 | TRUE | TRUE |  |  |  |  | No | [14 empty] | TRUE | [8 empty] | TRUE | No | TRUE | [19 empty] | 2023-07-25
Horticultural | H-AEK9MF | Louvers International Inc | HortiLights | CROPTRON | CT-600-U-ST | 3 | FFFKNL | TRUE | Indoor (Non-stacked), Greenhouse | Top light | Sole-Source, Supplemental | AC | 40 | 10.25 | 5.46 |  | 5 | 24.0 in |  | 2023-06-30 |  | Horticultural Lighting Fixture | 120 | 277 | Yes | TRUE | 2.3 | 1422 |  | 1421.6 | 264 | 641 | 516 | 42 | 1469 | 2.4 | [6 empty] | 2.3 | 1422 | 264 | 641 | 516 | 42 | 1469 | 2.4 |  |  | 609 | 609 | 0 | 0.9 | 5 |  |  |  |  | 609.088 | 120 | 0.979 | 8.4 |  | 0-10V IEC60929 Annex E, 0-10V ANSI C137.1 (9V) | Dim to Off, Manual Dimming | RJ-12 |  | TRUE | TRUE |  |  |  | No | [13 empty] | TRUE | [9 empty] | TRUE | No | TRUE | [18 empty] | TRUE | 2024-02-21
Horticultural | H-AGF309 | Ekin Technology (Shenzhen) Co., Ltd | Ekin | LED Bar Light | B800 PRO | 3 | RRRYAS | TRUE | Indoor (Non-stacked) | Intra-canopy, 0 | Sole-Source | AC | 35 | 42.52 | 1.57 |  | 5 | 44.4 in |  | 2023-07-12 |  | Horticultural Lighting Fixture | 120 | 277 | Yes | TRUE | 2.48 | 2156 | 13 | 2100 | 312 | 767 | 1079 | 53 | [8 empty] | 2.48 | 2156 | 312 | 767 | 1079 | 53 |  |  |  |  | 900 | 900 | 900 | 0.999 | 4 |  |  |  |  | 871.2 | 277 | 0.979 | 6.6 |  | 0-10V Other Protocol, 0 | No | 0 |  |  |  | TRUE |  |  | No |  |  |  |  | 0 | [6 empty] | 0 | [7 empty] | 0 |  |  | 0 |  | No | [20 empty] | 2023-07-12
Horticultural | H-B3NARE | LED Smart Inc. | Grow3 |  | GRW-120-48-320-HP-S-C | 3 | RRRXLB | TRUE | Greenhouse | Top light | Supplemental | AC | 40 |  |  |  | 5 |  |  | 2023-05-31 |  | Horticultural Lighting Fixture | 100 | 277 | Yes | TRUE | 2.51 | 729 | 0 | 729.2 | 58 | 127 | 544 | 8 | [8 empty] | 2.5 | 729 | 58 | 127 | 544 | 8 |  |  |  |  | 291 | 291 | 0 | 0.963 | 10 |  |  |  |  | 291.1 | 120 | 0.99 |  |  | Bluetooth Sig MESH and MMDL Layers | Dim to Off, Manual Dimming | Wireless Radio | [6 empty] | No | [7 empty] | TRUE | [12 empty] | TRUE |  |  | TRUE | No | TRUE
Horticultural | H-CLRGAH | Rayonled Lighting Systems Inc. | Rayonled | Horticultural Lighting Fixture | GLMF-720W-347V | 3 | GGGHAW | TRUE | Indoor (Non-stacked), Indoor (Stacked) | Top light | Sole-Source | AC | 45 | 41.97 | 3.74 |  | 5 | 48.0 in |  | 2023-06-30 |  | Horticultural Lighting Fixture | 277 | 480 | No | TRUE | 2.42 | 1692 | 0 | 1691.6 | 311 | 705 | 688 | 45 | [8 empty] | 2.42 | 1692 | 311 | 705 | 688 | 45 |  |  |  |  | 699 | 699 | 0 | 0.9 | 9 |  |  |  |  | 698.7 | 277 | 0.974 | 9.7 |  | 0-10V IEC60929 Annex E, 0-10V ANSI C137.1 (8V) | Dim to Off, Manual Dimming | RJ-14 | TRUE |  | TRUE |  |  |  | No | [14 empty] | TRUE | [8 empty] | TRUE | No | TRUE
Horticultural | H-CZ2QOG | Jiangmen Potop Lighting Co., Ltd | POTOP | LED Horticultural Lighting | PT-GL02-960-01-X-XX(Where the first “X” represents the color of Enclosure. The ”XX” represents the length of Power Supply Cord.) | 3 | RRRYAB | TRUE | Indoor (Non-stacked) | Top light, 0 | Sole-Source | AC | 40 | 60 | 2.25 |  | 5 | 48.0 in |  | 2023-06-13 |  | Horticultural Lighting Fixture | 100 | 277 | No | TRUE | 2.36 | 2265 | 0 | 2448 | 399 | 772 | 1108 | 41 | [8 empty] | 2.27 | 2265 | 399 | 772 | 1108 | 41 |  |  |  |  | 960 | 960 | 5 | 1 | 2 |  |  |  |  | 996.5 | 120 | 0.958 | 1.9 |  | 0-10V Other Protocol, 0 | No | 0 |  |  |  | TRUE |  |  | No |  |  |  |  | 0 | [6 empty] | 0 | [7 empty] | 0 |  |  | 0 |  | No
Horticultural | H-DKWLHU | TSRgrow, LLC | TSRgrow TG | LED Horticulture Light Bar | TG30-C2 | 3 | UUUVKC | TRUE | Indoor (Non-stacked) | Top light | Supplemental | AC | 40 | 1.68 | 1.68 |  | 5 | 60.0 in |  | 2023-07-13 |  | Horticultural Lighting Fixture | 100 | 277 | No |  | 2.46 | 74 | 73.7 | 73.7 | 17 | 35 | 22 | 2 | [8 empty] | 2.46 | 74 | 17 | 35 | 22 | 2 |  |  |  |  | 30 | 30 | 30 | 0.916 | 12 |  |  |  |  | 30.01 | 120 | 0.916 | 11.8 |  |  | No | [7 empty] | No | [24 empty] | No
Horticultural | H-E06DKO | BIOS Lighting | BIOS |  | BP-0Ti2-000-KT[F,H]014-1 | 3 | UUUVKD | TRUE | Indoor (Non-stacked), Indoor (Stacked), Greenhouse | Top light, 0 | Supplemental | AC | 40 | 4.88 | 6.75 |  | 5 | 44.4 in |  | 2023-06-08 |  | Horticultural Lighting Fixture | 120 | 480 | No | TRUE | 2.6 | 1820 | 0 | 1820 | 306 | 697 | 819 | 6 | [8 empty] | 2.6 | 1820 | 306 | 697 | 820 | 6 |  |  |  |  | 700 | 700 | 0 | 0.951 | 8 |  |  |  |  | 699.4 | 120 | 0.998 |  |  | 0-10V IEC60929 Annex E, 0 | Dim to Off | Flying Leads, 0 |  |  | TRUE |  |  |  | No |  |  |  |  | 0 | [6 empty] | 0 | [5 empty] | TRUE |  | 0 |  |  | 0 | TRUE | No
Horticultural | H-E90NLT | Hawthorne Gardening Company | Agrolux | WEGA Plus 760 | HGC906408 | 3 | RRRXMJ |  | Indoor (Non-stacked), Greenhouse | Top light | Sole-Source, Supplemental | AC | 35 | 10.63 | 4.72 |  | 5 | 24.0 in |  | 2023-05-31 |  | Horticultural Lighting Fixture | 220 | 400 |  | TRUE | 3.48 | 2646 |  |  | 135 | 117 | 2395 | 23 | [18 empty] | 761 | 761 | 2 | 0.997 | 10 | [9 empty] | 0-10V ANSI C137.1 (9V), Power Line Communication (PLC) to 0-10V with internal controller | Dim to Off | Terminal Block, PLC (Power Line Communication) to 0-10V Adapter |  | TRUE |  |  |  |  | No |  |  |  |  | Power Line Communication (PLC) to 0-10V with internal controller | [13 empty] | TRUE | PLC (Power Line Communication) to 0-10V Adapter |  |  |  | TRUE | No | [18 empty] | Horizontal |  | 2024-02-15
Horticultural | H-ES7QLK | Shenzhen guanke technologies Co., Ltd | GK |  | G16-820W-01 | 3 | FFFKQQ | TRUE | Greenhouse | Top light, 0 | Supplemental | AC | 40 | 44.8 | 1.89 |  | 5 | 48.0 in |  | 2023-05-31 |  | Horticultural Lighting Fixture | 220 | 277 | No | TRUE | 2.66 | 2105 | 0 | 2105 | 285 | 845 | 978 | 56 | [8 empty] | 2.66 | 2105 | 285 | 845 | 978 | 56 |  |  |  |  | 820 | 791.3 | 0 | 0.986 | 4.1 |  |  |  |  | 791.3 | 220 | 0.986 | 4.1 |  | 0-10V Other Protocol, 0 | No | RJ-12 |  |  |  | TRUE |  |  | No |  |  |  |  | 0 | [6 empty] | 0 |  | TRUE | [10 empty] | No
Horticultural | H-G57NAM | Shenzhen Enlite Energy Technology Co., Ltd | Enlite | FLA 1200W | 001-FA1200277300-00 | 3 | GGGHBA | TRUE | Indoor (Non-stacked) | Top light | Sole-Source, Supplemental | AC | 45 | 41.65 | 1.59 |  | 5 | 62.4 in |  | 2023-07-12 |  | Horticultural Lighting Fixture | 100 | 277 | No | TRUE | 2.67 | 3223 | 0 | 3223 | 426 | 1288 | 1511 | 71 | [8 empty] | 2.67 | 3223 | 426 | 1288 | 1511 | 71 |  |  |  |  | 1200 | 1200 | 0 | 0.966 | 8.2 |  |  |  |  | 1207 | 120 | 0.998 |  |  | 0-10V Other Protocol, No | Dim to Off, Manual Dimming | RJ-11, No |  |  |  | TRUE |  |  | No |  |  |  |  | No | [7 empty] | TRUE | [9 empty] | No | TRUE | No | TRUE
Horticultural | H-G8CSRL | BAIYI LIGHTING (SHANGHAI) HOLDINGS LIMITED | BAIYILED |  | BY-ZW21820U | 3 | PPPTYG |  | Indoor (Non-stacked), Indoor (Stacked) | Top light | Sole-Source | AC | 45 | 41.97 | 4.93 |  | 5 | 44.4 in |  | 2023-06-05 |  | Horticultural Lighting Fixture | 277 | 480 | Yes | TRUE | 2.21 | 1832 | 0 | 1832 | 306 | 767 | 774 | 131 | [18 empty] | 829.7 | 829.7 | 0 | 0.97 | 9 | [9 empty] | 0-10V IEC60929 Annex E, 0-10V ANSI C137.1 (8V) | Dim to Off, Manual Dimming | RJ-14 | TRUE |  | TRUE |  |  |  | No | [14 empty] | TRUE | [8 empty] | TRUE | No | TRUE
Horticultural | H-GJNV2R | Abundant Lighting | URBARN | PRO SERIES IFLEX | PS4G-1A | 3 |  | TRUE | Indoor (Non-stacked), Indoor (Stacked), Greenhouse | Top light, 0 | Sole-Source, Supplemental | AC | 40 | 44 |  |  | 5 | 44.4 in |  | 2023-06-27 |  | Horticultural Lighting Fixture | 220 | 480 | Yes | TRUE | 2.26 | 1781 | 219.3 | 1868.7 | 500 | 533 | 746 | 89 | 1869 | 2.37 | [6 empty] | 2.26 | 1781 | 500 | 533 | 746 | 89 | 1869 | 2.26 |  |  | 793 | 792.6 | 165 | 0.938 | 12 |  |  |  |  | 788.2 | 220 | 0.994 | 4.1 |  | 0-10V Other Protocol, Bluetooth Sig MESH and MMDL Layers, No, App Controlled | Dim to Off | Flying Leads, Wireless Radio, Yes, No |  |  |  | TRUE |  |  | No |  |  |  |  | No |  |  | TRUE |  |  |  | App Controlled | [5 empty] | TRUE |  | Yes | TRUE |  | No | TRUE | No | [20 empty] | 2023-06-27
Horticultural | H-HV2DTFR | Visionaire Lighting | Rapid Grow | RPG-1200 | RPG-1200-GH-[UNV, 8, 5]-[UM, CMB]-[FG, BK, GY,WH,RD,BL]-[VWC, DLH]-[RJ12, RJ14, 10CD, 15CD], [N5, N6, NL7, NL24, NL8] | 3 |  | TRUE | Indoor (Non-stacked), Indoor (Stacked), Greenhouse | Top light, Intra-canopy, 0 | Sole-Source, Supplemental | AC | 40 | 6.5 | 1.1 |  | 5 | 50.4 in |  | 2023-07-26 |  | Horticultural Lighting Fixture | 120 | 480 | No | TRUE | 2.42 | 3043 | 0 | 3000 | 445 | 1084 | 1513 | 58 | 3101 | 2.46 | [6 empty] | 2.41 | 3043 | 445 | 1084 | 1513 | 58 | 3101 | 2.46 |  |  | 1259 | 1200 | 1.2 | 0.96 | 10 |  |  |  |  | 1259 | 120 | 0.985 | 7.9 |  | Wi-Fi, 0 | Dim to Off | 0 | [6 empty] | No |  |  |  |  | 0 |  |  |  |  | TRUE |  | 0 | [7 empty] | 0 |  |  | 0 | TRUE | No | [20 empty] | 2023-07-26
Horticultural | H-HWZACV | California LightWorks | California LightWorks | MDL-400-HR | MDL-400-HR | 3 | GGGHAZ | TRUE | Indoor (Non-stacked), Indoor (Stacked), Greenhouse | Top light | Sole-Source, Supplemental | DC | 40 | 3.1 | 5.4 |  | 5 | 30.0 in |  | 2023-07-14 |  | Horticultural Lighting Fixture | 33 | 40 | Yes | TRUE |  | 1280 | 0 | 1280 | 74 | 2 | 1204 | 4 |  |  | 3.63 | 3.42 | [5 empty] | 1280 | 74 | 2 | 1204 | 4 |  |  | 3.63 |  | 350 | 371 | 0 | 0.9 | 11 | 11 | 371 | AC-derated performance is 94.25% efficiency at 28.29% loading on a 10500W power source at MDP-10KWV |  | 352.3 | 33.56 | 0.9 | 11 |  | 0-10V IEC60929 Annex E, 0-10V ANSI C137.1 (8V), 0-10V ANSI C137.1 (9V), Bluetooth - Manufacturer Specific, NO | Dim to Off | RJ-11, Flying Leads, Terminal Block, NO | TRUE | TRUE | TRUE |  |  |  | NO |  |  |  |  | NO |  |  |  | TRUE |  |  | NO | TRUE |  |  |  |  | TRUE | TRUE | NO |  |  | NO | TRUE | NO | [18 empty] | Horizontal
Horticultural | H-JHI75K | Fluence Bioengineering | Fluence | VYPR | VR-3P-B6F-[LVG,HVG]-[B,S] | 3 | FFFKQS | TRUE | Indoor (Non-stacked), Greenhouse | Top light | Sole-Source, Supplemental | AC | 40 | 2.91 | 3.23 |  | 5 | 42.0 in |  | 2023-07-12 |  | Horticultural Lighting Fixture | 120 | 480 | No | TRUE | 2.56 | 1695 | 0 | 1893.7 | 224 | 409 | 1062 | 199 | 1894 | 2.87 | [6 empty] | 2.56 | 1695 | 224 | 409 | 1062 | 199 | 1894 | 2.87 |  |  | 660 | 639 | 0 | 0.965 | 7 |  |  |  |  | 662.6 | 120 | 0.96 | 11.5 |  | 0-10V Other Protocol, No | Dim to Off | No |  |  |  | TRUE |  |  | No |  |  |  |  | No | [6 empty] | No | [10 empty] | No | TRUE | No | [18 empty] | Horizontal
Horticultural | H-JIUVNF | Cultiva Labs | CULTIVA LABS | Electronic horticultural LED fixture | Cultiva Lightning 800w with uv/ir | 3 | UUUVJZ | TRUE | Indoor (Non-stacked), Indoor (Stacked), Greenhouse | Top light, NO | Sole-Source, Supplemental | AC | 40 | 43.58 | 2.01 |  | 5 | 48.0 in |  | 2023-06-06 |  | Horticultural Lighting Fixture | 200 | 277 | Yes | TRUE | 2.47 | 2050 | 0 | 2050 | 350 | 800 | 800 | 100 | [8 empty] | 2.47 | 1984 | 383 | 794 | 807 | 98 |  |  |  |  | 800 | 800 | 0 | 0.95 | 20 |  |  |  |  | 803.2 | 200 | 0.99 |  |  | 0-10V IEC60929 Annex E, 0-10V ANSI C137.1 (8V), 0-10V ANSI C137.1 (9V), 0-10V Other Protocol, 0 | Dim to Off, Manual Dimming | RJ-11, RJ-12, 0 | TRUE | TRUE | TRUE | TRUE |  |  | No |  |  |  |  | 0 | [6 empty] | 0 | TRUE | TRUE | [5 empty] | 0 |  |  | 0 | TRUE | No | TRUE
Horticultural | H-KFLS41 | SUNSCAPE LLC | SUNSCAPE |  | PA-1-840-GM-120 | 3 | IIIORD | TRUE | Indoor (Non-stacked), Indoor (Stacked), Greenhouse | Top light | Supplemental | AC | 45 | 40.79 | 3.78 |  | 5 | 48.0 in |  | 2023-05-18 |  | Horticultural Lighting Fixture | 100 | 277 | No | TRUE | 2.91 | 2464 | 244.4 | 2464 | 434 | 758 | 1274 | 37 | [8 empty] | 2.91 | 2464 | 434 | 758 | 1274 | 37 |  |  |  |  | 840 | 750 | 84 | 0.949 | 10 |  |  |  |  | 848.04 | 120 | 0.949 | 10.1 |  | 0-10V IEC60929 Annex E | No | 0 |  |  | TRUE |  |  |  | No | [19 empty] | 0 |  |  |  |  | No
Horticultural | H-KLYV53 | HortiBest | HortiBest | Octopus-H15L Grow Light | OC-H15L-1250A SMF | 3 | IIIORJ | TRUE | Indoor (Non-stacked) | Top light | Sole-Source | AC | 45 | 47.95 | 1.97 |  | 5 | 108.0 in |  | 2023-07-25 |  | Horticultural Lighting Fixture | 200 | 277 | No | TRUE | 2.58 | 3223 | 0 | 2157 | 383 | 1289 | 1553 | 56 | [8 empty] | 2.58 | 3223 | 383 | 1289 | 1553 | 56 |  |  |  |  | 1250 | 850 | 0 | 0.938 | 17 |  |  |  |  | 1249 | 200 | 0.938 | 17 |  | 0-10V ANSI C137.1 (8V), 0-10V ANSI C137.1 (9V) | Dim to Off, Manual Dimming | RJ-14 | TRUE | TRUE |  |  |  |  | No | [14 empty] | TRUE | [8 empty] | TRUE | No | TRUE | [19 empty] | 2023-07-25
Horticultural | H-M9XB1A | HLG | Horticulture Lighting Group | HLG750 XL HV | HLG750 XL HV | 3 | UUUVLR | TRUE | Indoor (Non-stacked), Indoor (Stacked) | Top light | Sole-Source | AC | 40 | 27 | 3.5 |  | 5 | 37.2 in |  | 2023-07-26 |  | Horticultural Lighting Fixture | 240 | 277 | No |  | 2.74 | 2011 | 0 | 1457 | 419 | 825 | 781 | 37 | [8 empty] | 2.74 | 2010 | 419 | 825 | 780 | 37 |  |  |  |  | 735 | 632.7 | 0 | 0.99 | 7 |  |  |  |  | 734.7 | 240 | 0.99 | 7.1 |  | 0-10V Other Protocol | Dim to Off, Manual Dimming | RJ-11 |  |  |  | TRUE |  |  | NO | [12 empty] | TRUE | [10 empty] | TRUE | NO | TRUE | [17 empty] | Horizontal
Horticultural | H-ME57JP | Rayonled Lighting Systems Inc. | Rayonled | Horticultural Lighting Fixture | GLMF-820W-120V | 3 | GGGHAX | TRUE | Indoor (Non-stacked), Indoor (Stacked) | Top light | Sole-Source | AC | 45 | 41.97 | 4.93 |  | 5 | 44.4 in |  | 2023-06-30 |  | Horticultural Lighting Fixture | 100 | 277 | Yes | TRUE | 2.2 | 1793 | 0 | 1793.3 | 300 | 750 | 757 | 129 | [8 empty] | 2.2 | 1793 | 300 | 750 | 757 | 129 |  |  |  |  | 815.4 | 815.4 | 0 | 0.95 | 15 |  |  |  |  | 815.4 | 100 | 0.955 | 15.6 |  | 0-10V IEC60929 Annex E, 0-10V ANSI C137.1 (8V) | Dim to Off, Manual Dimming | RJ-14 | TRUE |  | TRUE |  |  |  | No | [14 empty] | TRUE | [8 empty] | TRUE | No | TRUE
Horticultural | H-O6VR2T | Rayonled Lighting Systems Inc. | Rayonled | Horticultural Lighting Fixture | GLMF-820W-347V | 3 | GGGHAX |  | Indoor (Non-stacked), Indoor (Stacked) | Top light | Sole-Source | AC | 45 | 41.97 | 4.93 |  | 5 | 44.4 in |  | 2023-06-30 |  | Horticultural Lighting Fixture | 277 | 480 | Yes | TRUE | 2.21 | 1832 | 0 | 1832 | 306 | 767 | 774 | 131 | [18 empty] | 829.7 | 829.7 | 0 | 0.97 | 9 | [9 empty] | 0-10V IEC60929 Annex E, 0-10V ANSI C137.1 (8V) | Dim to Off, Manual Dimming | RJ-14 | TRUE |  | TRUE |  |  |  | No | [14 empty] | TRUE | [8 empty] | TRUE | No | TRUE
Horticultural | H-OBUH6V | Grow Light Science LLC | Grow Light Science |  | GLS-PG-2100-CP-L | 3 | GGGGZT | TRUE | Greenhouse | Top light | Supplemental | AC | 35 | 43.8 | 1.9 |  | 5 | 44.4 in |  | 2023-05-15 |  | Horticultural Lighting Fixture | 220 | 277 | No | TRUE | 2.82 | 2306 | 200 | 2306 | 414 | 841 | 1052 | 48 | [8 empty] | 2.82 | 2306 | 414 | 841 | 1052 | 48 |  |  |  |  | 820 | 820 | 80 | 0.986 | 5.6 |  |  |  |  | 817.2 | 220 | 0.986 | 5.6 |  | 0-10V Other Protocol | No | RJ-12 |  |  |  | TRUE |  |  | No | [13 empty] | TRUE | [10 empty] | No
Horticultural | H-OEJQPU | Fluence Bioengineering | FLUENCE | RAPTR | RP-[A,C]-BP9-1K-STD-JVG-RST1-S | 3 | FFFKOJ | TRUE | Indoor (Non-stacked), Greenhouse | Top light | Sole-Source, Supplemental | AC | 45 | 11.3 | 4.21 |  |  | 39.6 in |  | 2023-05-12 |  | Horticultural Lighting Fixture | 277 | 480 | No | TRUE | 3.47 | 3530 |  |  | 199 | 298 | 3039 | 34 | [8 empty] | 3.47 | 3530 | 199 | 298 | 3039 | 34 |  |  |  |  | 1020 | 1020 | 4.5 | 0.995 | 4 |  |  |  |  | 1017 | 277 | 0.995 | 4.1 |  | 0-10V Other Protocol | No | M12 3-pin Male |  |  |  | TRUE |  |  | No | [19 empty] | M12 3-pin Male |  |  |  |  | No | [20 empty] | 2024-02-28
Horticultural | H-PQ8WMY | Rayonled Lighting Systems Inc. | Rayonled | Horticultural Luminaire | GLMF-800E-347 | 3 | PPPTYC | TRUE | Indoor (Non-stacked) | Intra-canopy | Sole-Source | AC | 40 | 42 | 4.5 |  | 5 | 45.6 in |  | 2023-05-15 |  | Horticultural Lighting Fixture | 277 | 480 | Yes | TRUE | 2.44 | 1967 | 0 | 1950 | 376 | 828 | 763 | 121 | [8 empty] | 2.44 | 1967 | 376 | 828 | 763 | 121 |  |  |  |  | 805 | 720 | 0 | 0.992 | 4 |  |  |  |  | 804.9 | 277 | 0.968 | 11.7 |  | 0-10V IEC60929 Annex E | Dim to Off, Manual Dimming | RJ-11 |  |  | TRUE |  |  |  | No | [12 empty] | TRUE | [10 empty] | TRUE | No | TRUE
Horticultural | H-RB0FYN | Best Lighting Products | CABAtech |  | CT141-600-U-ST | 3 | IIIORG | TRUE | Indoor (Non-stacked), Greenhouse | Top light | Sole-Source, Supplemental | AC | 40 | 10.25 | 5.46 |  | 5 | 24.0 in |  | 2023-06-30 |  | Horticultural Lighting Fixture | 120 | 277 | Yes | TRUE | 2.3 | 1422 |  | 1421.6 | 264 | 641 | 516 | 42 | 1469 | 2.4 | [6 empty] | 2.3 | 1422 | 264 | 641 | 516 | 42 | 1469 | 2.4 |  |  | 609 | 609 | 0 | 0.9 | 5 |  |  |  |  | 609.088 | 120 | 0.979 | 8.4 |  | 0-10V IEC60929 Annex E, 0-10V ANSI C137.1 (9V) | Dim to Off, Manual Dimming | RJ-12 |  | TRUE | TRUE |  |  |  | No | [13 empty] | TRUE | [9 empty] | TRUE | No | TRUE | [18 empty] | TRUE
Horticultural | H-RDS2T9 | ILUMINAR Lighting | Hypermol | Horticultural Luminaire | IL-HMOL-720 | 3 | RRRXML | TRUE | Indoor (Non-stacked) | Intra-canopy, 0 | Sole-Source | AC | 40 | 43.7 | 2.28 |  | 5 | 42.0 in |  | 2023-05-24 |  | Horticultural Lighting Fixture | 120 | 277 | No | TRUE | 2.72 | 1906 | 783 | 1906 | 377 | 746 | 784 | 38 | [8 empty] | 2.72 | 1906 | 377 | 746 | 784 | 38 |  |  |  |  | 700 | 700.4 | 290 | 0.997 | 4 |  |  |  |  | 700.4 | 120 | 0.95 | 6.1 |  | 0-10V IEC60929 Annex E, 0 | Dim to Off, Manual Dimming | RJ-11, 0 |  |  | TRUE |  |  |  | No |  |  |  |  | 0 | [6 empty] | 0 | TRUE | [6 empty] | 0 |  |  | 0 | TRUE | No | TRUE | [19 empty] | 2023-05-24
Horticultural | H-RGXFSV | SINOWELL INC | FLEXSTAR | Electronic Horticultural LED fixture | FLEXSTAR 1000W PRO | 3 | UUUVJP | TRUE | Indoor (Non-stacked), Indoor (Stacked), Greenhouse | Top light, 0 | Sole-Source, Supplemental | AC | 35 | 47.64 | 4.13 |  | 5 | 60.0 in |  | 2023-05-26 |  | Horticultural Lighting Fixture | 208 | 277 |  | TRUE | 2.75 | 2756 | 0 | 2755.5 | 610 | 1121 | 1024 | 60 | [8 empty] | 2.75 | 2756 | 610 | 1121 | 1024 | 60 |  |  |  |  | 1000 | 1000 | 0 | 0.9 | 20 |  |  |  |  | 1002.1 | 208 | 0.993 |  |  | 0-10V IEC60929 Annex E, 0-10V ANSI C137.1 (8V), 0-10V ANSI C137.1 (9V), 0-10V Other Protocol, 0 | Manual Dimming | RJ-11, RJ-12, 0 | TRUE | TRUE | TRUE | TRUE |  |  | No |  |  |  |  | 0 | [6 empty] | 0 | TRUE | TRUE | [5 empty] | 0 |  |  | 0 |  | No | TRUE
Horticultural | H-RPKOIG | BAIYI LIGHTING (SHANGHAI) HOLDINGS LIMITED | BAIYILED |  | BY-ZW20820U | 3 | PPPTYG | TRUE | Indoor (Non-stacked), Indoor (Stacked) | Top light | Sole-Source | AC | 45 | 41.97 | 4.93 |  | 5 | 44.4 in |  | 2023-06-05 |  | Horticultural Lighting Fixture | 100 | 277 | Yes | TRUE | 2.2 | 1793 | 0 | 1793.3 | 300 | 750 | 757 | 129 | [8 empty] | 2.2 | 1793 | 300 | 750 | 757 | 129 |  |  |  |  | 815.4 | 815.4 | 0 | 0.95 | 15 |  |  |  |  | 815.4 | 100 | 0.955 | 15.6 |  | 0-10V IEC60929 Annex E, 0-10V ANSI C137.1 (8V) | Dim to Off, Manual Dimming | RJ-14 | TRUE |  | TRUE |  |  |  | No | [14 empty] | TRUE | [8 empty] | TRUE | No | TRUE
Horticultural | H-SC53AX | California LightWorks | California LightWorks | MDL-400-HW | MDL-400-HW | 3 | IIIORI | TRUE | Indoor (Non-stacked), Indoor (Stacked), Greenhouse | Top light | Sole-Source, Supplemental | DC | 40 | 3.1 | 5.4 |  | 5 | 30.0 in |  | 2023-07-18 |  | Horticultural Lighting Fixture | 33 | 40 | Yes | TRUE |  | 1012 |  | 945 | 148 | 307 | 561 | 14 |  |  | 2.82 | 2.66 | [5 empty] | 1012 | 148 | 307 | 561 | 14 |  |  | 2.82 |  | 359 | 377.3 |  | 0.9 | 11 | 11 | 381 | AC-derated performance is 94.25% efficiency at 28.29% loading on a 10500W power source at MDP-10KWV | 27 363.4W fixtures operating at 17V Series-wired with 137.36 feet of 14AWG cabling to a 9836.32W power source | 358.95 | 34.15 | 11 | 9 | 10.511 | 0-10V IEC60929 Annex E, 0-10V ANSI C137.1 (8V), 0-10V ANSI C137.1 (9V), Bluetooth - Manufacturer Specific, NO | Dim to Off | RJ-11, Flying Leads, Terminal Block, NO | TRUE | TRUE | TRUE |  |  |  | NO |  |  |  |  | NO |  |  |  | TRUE |  |  | NO | TRUE |  |  |  |  | TRUE | TRUE | NO |  |  | NO | TRUE | NO | [18 empty] | Horizontal |  | 2023-07-18
Horticultural | H-TWX2U9 | Vision Tech Group, Inc. | efinity | Superstar Gen 4 | ZSC-ID-BZ840-SV41-BO | 3 | PPPUDI | TRUE | Indoor (Non-stacked), Indoor (Stacked), Greenhouse | Top light | Supplemental | AC | 40 | 43.23 | 4.23 |  | 5 | 46.8 in |  | 2023-07-31 |  | Horticultural Lighting Fixture | 200 | 277 | No | TRUE | 2.77 | 2384 | 210.6 | 2106 | 360 | 866 | 1159 | 163 | [8 empty] | 2.77 | 2387 | 360 | 866 | 1159 | 163 |  |  |  |  | 840 | 780 | 78 | 0.984 | 7 |  |  |  |  | 859.9 | 200 | 0.994 |  |  | 0-10V IEC60929 Annex E | No | Flying Leads |  |  | TRUE |  |  |  | No | [17 empty] | TRUE | [6 empty] | No | [20 empty] | 2023-07-31
Horticultural | H-VYFMX4 | Abundant Lighting | URBARN | GARDEN SERIES GRID | GS4G-2F | 3 | UUUVLQ | TRUE | Indoor (Non-stacked), Indoor (Stacked), Greenhouse | Top light | Sole-Source, Supplemental | AC | 40 | 46.28 | 2 |  | 5 | 46.8 in |  | 2023-07-26 |  | Horticultural Lighting Fixture | 120 | 277 | Yes | TRUE | 2.59 | 2245 | 0 | 2245 | 356 | 527 | 1361 | 118 | 2362 | 2.74 | [6 empty] | 2.59 | 2245 | 356 | 527 | 1361 | 118 |  |  |  |  | 866 | 865.5 | 0 | 0.999 | 8 |  |  |  |  | 865.5 | 120 | 0.977 | 7.6 |  | 0-10V Other Protocol | Dim to Off | Flying Leads |  |  |  | TRUE |  |  | No | [17 empty] | TRUE | [5 empty] | TRUE | No
Horticultural | H-WSB39X | SLT LIGHTING TECHNOLOGY(DONGGUAN)CO., LTD | SLTMAKS | 800W LED GROW LIGHT | STD-800W-XXX(XXX can be blank or any letter) | 3 | IIIORH | TRUE | Indoor (Non-stacked), Indoor (Stacked), Greenhouse | Top light, Intra-canopy | Supplemental | AC | 55 | 11.02 | 4.17 |  | 5 | 27.6 in |  | 2023-07-05 |  | Horticultural Lighting Fixture | 100 | 277 | No | TRUE | 2.58 | 2162 | 216.2 | 2162 | 348 | 850 | 967 | 61 | [8 empty] | 2.58 | 2162 | 348 | 850 | 967 | 61 |  |  |  |  | 800 | 800 | 80 | 0.978 | 7 |  |  |  |  | 838.1 | 120 | 0.978 | 6.6 |  | 0-10V IEC60929 Annex E | No | Flying Leads |  |  | TRUE |  |  |  | No | [17 empty] | TRUE | [6 empty] | No
Horticultural | H-XUBI63 | Grow Pros Solutions | GROW PROS SOLUTIONS | LED GROW LIGHTS | GPS-AK-800W-PRO | 3 | IIIORW | TRUE | Indoor (Non-stacked), Greenhouse | Top light | Supplemental | AC | 40 | 3.94 | 3.11 |  | 5 | 26.4 in |  | 2023-07-25 |  | Horticultural Lighting Fixture | 120 | 277 | No | TRUE | 2.52 | 2157 | 208 | 2080 | 583 | 546 | 1028 | 24 | [8 empty] | 2.52 | 2157 | 583 | 546 | 1028 | 24 |  |  |  |  | 857 | 800 | 80 | 0.978 | 12 |  |  |  |  | 857 | 120 | 0.978 | 11.8 |  | 0-10V IEC60929 Annex E | No | RJ-12 |  |  | TRUE |  |  |  | No | [13 empty] | TRUE | [10 empty] | No
Horticultural | H-YGA56Q | LED Smart Inc. | Grow3 |  | GRW-120-48-250-HP-S-C | 3 | RRRXLB | TRUE | Greenhouse | Top light | Supplemental | AC | 40 |  |  |  | 5 |  |  | 2023-05-31 |  | Horticultural Lighting Fixture | 100 | 277 | Yes | TRUE | 2.61 | 558 | 0 | 558.1 | 36 | 96 | 462 | 6 | [8 empty] | 2.6 | 558 | 36 | 96 | 462 | 6 |  |  |  |  | 214 | 214 | 0 | 0.961 | 11 |  |  |  |  | 214 | 120 | 0.99 |  |  | Bluetooth Sig MESH and MMDL Layers | Dim to Off, Manual Dimming | Wireless Radio | [6 empty] | No | [7 empty] | TRUE | [12 empty] | TRUE |  |  | TRUE | No | TRUE
Horticultural | H-ZN7CVE | Dutch Lighting Innovations | DLI | LED Multilayer 600 FS-DC | LED Multilayer 600 FS-DC | 3 | UUUVJS | TRUE | Indoor (Non-stacked), Indoor (Stacked) | Top light, 0 | Sole-Source | AC | 30 | 44.72 | 2.64 |  | 5 | 43.2 in |  | 2023-06-01 |  | Horticultural Lighting Fixture | 208 | 400 | No | TRUE | 2.5 | 1683 | 0 | 1682 | 312 | 674 | 709 | 34 | [8 empty] | 2.5 | 1683 | 312 | 674 | 709 | 34 |  |  |  |  | 660 | 660 | 0 | 0.98 | 7 |  |  |  |  | 672.7 | 400 | 0.977 | 7.2 |  | Digital Control modbus protocol, wired RS-485 digital communication protocol, 0 | Dim to Off | RJ-12, 0 | [6 empty] | No |  |  |  |  | Digital Control modbus protocol, wired RS-485 digital communication protocol | [6 empty] | 0 |  | TRUE | [5 empty] | 0 |  |  | 0 | TRUE | No
Horticultural | H-0F4ZMH | Fluence Bioengineering | FLUENCE | RAPTR | RP-[A,C]-BP9-800-STD-JVG-RST1-S | 3 | FFFKOJ |  | Indoor (Non-stacked), Greenhouse | Top light | Sole-Source, Supplemental | AC | 45 | 11.3 | 4.21 |  |  | 31.2 in |  | 2023-05-12 |  | Horticultural Lighting Fixture | 277 | 480 | No | TRUE | 3.36 | 2712 |  |  | 179 | 161 | 2375 | 14 | [18 empty] | 800 | 800 | 4.5 | 0.94 | 10 | [9 empty] | 0-10V Other Protocol | No | M12 3-pin Male |  |  |  | TRUE |  |  | No | [19 empty] | M12 3-pin Male |  |  |  |  | No | [20 empty] | 2024-02-28
Horticultural | H-0OHPRV | Acuity Brands Lighting | Verjure | Arize Life3 | VAL3 L48 BRI HO | 3 | EAEGEO | TRUE | Indoor (Non-stacked), Indoor (Stacked) | Top light | Sole-Source | AC | 40 | 1.5 | 2 |  | 5 | 46.8 in | Model number may end in JP followed by a number to indicate packaging quantities | 2023-04-30 |  | Horticultural Lighting Fixture | 120 | 277 | No | TRUE | 2.74 | 189 |  |  | 37 | 54 | 97 | 1 | 190 | 2.75 | [6 empty] | 2.74 | 189 | 37 | 54 | 97 | 1 | 190 | 2.75 |  |  | 68 | 68 | 0.5 | 0.925 | 10 |  |  |  |  | 68.99 | 120 | 0.925 | 9.9 |  | 0-10V Other Protocol | Dim to Off | Quick Disconnect |  |  |  | TRUE |  |  | No | [19 empty] | Quick Disconnect |  |  |  | TRUE | No | [18 empty] | Horizontal |  | 2024-02-16
Horticultural | H-0SW7RM | SHENZHEN SNC OPTO ELECTRONIC CO.,LTD. | SNC | LED GROW LIGHTS | SNC-GLL02-680WU1N1A1-aIST2Weg | 3 | PPPTYB | TRUE | Indoor (Non-stacked), Greenhouse | Top light | Supplemental | AC | 40 | 4.13 | 2.76 |  | 5 | 42.1 in |  | 2023-05-09 |  | Horticultural Lighting Fixture | 120 | 277 | No | TRUE | 2.62 | 1803 | 175 | 1768 | 345 | 622 | 836 | 27 | [8 empty] | 2.52 | 1733 | 332 | 598 | 804 | 27 |  |  |  |  | 689 | 680 | 68 | 0.966 | 14 |  |  |  |  | 688.9 | 120 | 0.966 | 14.5 |  | 0-10V IEC60929 Annex E | No |  |  |  | TRUE |  |  |  | No | [24 empty] | No
Horticultural | H-1F5SQ2 | Acuity Brands Lighting | Verjure | Arize Life3 | VAL3 L96 PKR HO | 3 | EAEGEO | TRUE | Indoor (Non-stacked), Indoor (Stacked) | Top light | Sole-Source | AC | 40 | 1.5 | 2 |  | 5 | 94.8 in | Model number may end in JP followed by a number to indicate packaging quantities | 2023-04-30 |  | Horticultural Lighting Fixture | 120 | 277 | No | TRUE | 3 | 420 |  |  | 42 | 60 | 318 | 2 | 422 | 3.02 | [6 empty] | 3 | 420 | 42 | 60 | 318 | 2 | 422 | 3.02 |  |  | 138 | 138 | 0.5 | 0.992 | 9 |  |  |  |  | 139.74 | 120 | 0.992 | 9.4 |  | 0-10V Other Protocol | Dim to Off | Quick Disconnect |  |  |  | TRUE |  |  | No | [19 empty] | Quick Disconnect |  |  |  | TRUE | No | [18 empty] | Horizontal |  | 2024-02-16
Horticultural | H-4GDN1E | Guangzhou Nalite Intelligent Lighting Appliance Co., Ltd | Nalite | LED Horticulture Lighting | G9-M08P | 3 | PPPTXS |  | Indoor (Non-stacked) | Top light | Supplemental | AC | 35 | 44 | 2.6 |  | 5 | 48.0 in |  | 2023-04-21 |  | Horticultural Lighting Fixture | 100 | 277 | No | TRUE | 2.95 | 2620 | 2360 | 2620 | 567 | 1063 | 993 | 93 | [18 empty] | 880 | 880 | 795 | 0.989 | 7 | [9 empty] | 0-10V IEC60929 Annex E | No | RJ-14 |  |  | TRUE |  |  |  | No | [14 empty] | TRUE | [9 empty] | No
Horticultural | H-4W9YXG | HLG | Horticulture Lighting Group | HLG Greenhouse Pro HE HV | HLG Greenhouse Pro HE HV | 3 | UUUVHJ | TRUE | Greenhouse | Top light | Supplemental | AC | 40 | 6.75 | 4.75 |  | 5 | 58.8 in |  | 2023-03-20 |  | Horticultural Lighting Fixture | 240 | 277 |  | TRUE | 3.3 | 2317 |  |  | 322 | 310 | 1690 | 11 | [8 empty] | 3.3 | 2317 | 322 | 310 | 1689 | 11 |  |  |  |  | 702 | 701.5 | 0 | 0.99 | 7 |  |  |  |  | 701.5 | 240 | 0.993 |  |  | 0-10V Other Protocol | Dim to Off | RJ-11 |  |  |  | TRUE |  |  | No | [12 empty] | TRUE | [10 empty] | TRUE | No | [20 empty] | 2024-03-04
Horticultural | H-672FXO | Megaphoton Inc. | MEGAPHOTON | FULL SPECTRUM LED GROW LIGHT | ML-TYT10000B | 3 | GGGGZJ | TRUE | Indoor (Non-stacked) | Top light | Sole-Source | AC | 35 | 42.8 | 2.24 |  | 5 | 45.6 in |  | 2023-04-10 |  | Horticultural Lighting Fixture | 100 | 277 | No | TRUE | 2.38 | 2451 |  |  | 416 | 1026 | 1009 | 10 | [8 empty] | 2.38 | 2451 | 416 | 1026 | 1009 | 10 |  |  |  |  | 1031 | 1031 | 0 | 0.998 | 3 |  |  |  |  | 1031 | 120 | 0.998 | 2.8 |  | 0-10V Other Protocol | Dim to Off, Manual Dimming | Terminal Block |  |  |  | TRUE |  |  | No | [18 empty] | TRUE |  |  |  |  | TRUE | No | TRUE | [17 empty] | Horizontal |  | 2024-10-28
Horticultural | H-6BJZ3L | LED Smart Inc. | Grow3 |  | GRW-120-48-230-HS-S-C | 3 | TTTWAI | TRUE | Greenhouse | Top light | Supplemental | AC | 40 |  |  |  | 5 |  |  | 2023-03-20 |  | Horticultural Lighting Fixture | 100 | 277 | Yes | TRUE | 2.55 | 528 | 0 | 527.6 | 35 | 93 | 399 | 6 | [8 empty] | 2.54 | 575 | 44 | 104 | 426 | 6 |  |  |  |  | 226 | 226 | 0 | 0.985 | 12 |  |  |  |  | 226.3 | 120 | 0.985 | 11.2 |  | Bluetooth Sig MESH and MMDL Layers | Dim to Off, Manual Dimming | Wireless Radio | [6 empty] | No | [7 empty] | TRUE | [12 empty] | TRUE |  |  | TRUE | No | TRUE
Horticultural | H-6MQ0CG | Signify North America Corporation – Horti LED | Philips | GreenPower LED Interlighting | GPL IL 300 DRB L250 200-400V G3.1 S | 3 | EAEGEI |  | Indoor (Non-stacked), Indoor (Stacked), Greenhouse | Intra-canopy, side lighting | Sole-Source, Supplemental | AC | 40 | 3 | 3 |  | 5 | 98.4 in |  | 2023-03-10 |  | Horticultural Lighting Fixture | 200 | 400 | No |  | 3.3 | 300 |  |  | 15 |  | 285 |  | 300 | 3.3 | [16 empty] | 92 | 95 | 95 | 0.9 | 10 | [10 empty] | No | [7 empty] | No | [24 empty] | No | [20 empty] | 2024-03-15
Horticultural | H-70WQON | LED Smart Inc. | Grow3 |  | GRW-120-48-300-HS-S-C | 3 | TTTWAI | TRUE | Greenhouse | Top light | Supplemental | AC | 40 |  |  |  | 5 |  |  | 2023-03-20 |  | Horticultural Lighting Fixture | 100 | 277 | Yes | TRUE | 2.43 | 712 | 0 | 711.5 | 55 | 129 | 528 | 7 | [8 empty] | 2.42 | 712 | 55 | 129 | 528 | 7 |  |  |  |  | 294 | 294 | 0 | 0.995 | 10 |  |  |  |  | 293.5 | 120 | 0.984 | 10.4 |  | Bluetooth Sig MESH and MMDL Layers | Dim to Off, Manual Dimming | Wireless Radio | [6 empty] | No | [7 empty] | TRUE | [12 empty] | TRUE |  |  | TRUE | No | TRUE
Horticultural | H-9B8ZAY | Growponic Inc. | Fold8-760W | LED Horticultural | Fold8-760W | 3 | IIIORB | TRUE | Indoor (Non-stacked), Indoor (Stacked), Greenhouse | Top light, Intra-canopy | Sole-Source, Supplemental | AC | 40 | 44.88 | 2.76 |  | 5 | 48.0 in |  | 2023-04-25 |  | Horticultural Lighting Fixture | 120 | 277 | No | TRUE | 2.6 | 2067 | 200 | 2067 | 345 | 845 | 880 | 41 | [8 empty] | 2.6 | 2067 | 345 | 845 | 880 | 41 |  |  |  |  | 760 | 760 | 76 | 0.945 | 11.4 |  |  |  |  | 794.9 | 120 | 0.945 | 11.4 |  | 0-10V IEC60929 Annex E, 0-10V ANSI C137.1 (8V) | No | RJ-11 | TRUE |  | TRUE |  |  |  | No | [12 empty] | TRUE | [11 empty] | No
Horticultural | H-AMURC8 | Fluence Bioengineering | FLUENCE | RAPTR | RP-[A,C]-BP8-800-STD-JVG-RST1-S | 3 | FFFKOJ |  | Indoor (Non-stacked), Greenhouse | Top light | Sole-Source, Supplemental | AC | 45 | 11.3 | 4.21 |  |  | 31.2 in |  | 2023-03-28 |  | Horticultural Lighting Fixture | 277 | 480 | No | TRUE | 3.3 | 2600 |  |  | 203 | 333 | 2069 | 13 | [18 empty] | 800 | 800 | 4.5 | 0.936 | 9 | [9 empty] | 0-10V Other Protocol | No | M12 3-pin Male |  |  |  | TRUE |  |  | No | [19 empty] | M12 3-pin Male |  |  |  |  | No | [20 empty] | 2024-02-28
Horticultural | H-BPVGDC | mammoth lighting | Mammoth | Mint White Series | MW08 | 3 | UUUVIL |  | Indoor (Non-stacked) | Top light | Supplemental | AC | 35 | 44 | 2.6 |  | 5 | 48.0 in |  | 2023-05-01 |  | Horticultural Lighting Fixture | 100 | 277 | No | TRUE | 2.95 | 2620 | 2360 | 2620 | 567 | 1063 | 993 | 93 | [18 empty] | 880 | 880 | 795 | 0.989 | 7 | [9 empty] | 0-10V IEC60929 Annex E | No | RJ-14 |  |  | TRUE |  |  |  | No | [14 empty] | TRUE | [9 empty] | No
Horticultural | H-E0NT4Y | HLG | Horticulture Lighting Group | HLG750 Diablo 2.0 HV | HLG750 Diablo 2.0 HV | 3 | TTTWAJ | TRUE | Indoor (Non-stacked), Indoor (Stacked) | Top light | Sole-Source | AC | 40 | 27.13 | 3.75 |  | 5 | 37.2 in |  | 2023-04-06 |  | Horticultural Lighting Fixture | 240 | 277 |  | TRUE | 2.83 | 1802 |  |  | 389 | 752 | 675 | 28 | [8 empty] | 2.83 | 1802 | 388 | 752 | 675 | 28 |  |  |  |  | 640 | 637.9 | 0 | 0.96 | 9 |  |  |  |  | 637.9 | 240 | 0.961 | 9.3 |  | 0-10V Other Protocol | Dim to Off | RJ-11 |  |  |  | TRUE |  |  | No | [12 empty] | TRUE | [10 empty] | TRUE | No | [20 empty] | 2024-03-08
Horticultural | H-FL4680 | Fluence Bioengineering | FLUENCE | RAPTR | RP-[A,C]-BP6-1K-150-JVG-RST1-S | 3 | FFFKOJ | TRUE | Indoor (Non-stacked), Greenhouse | Top light | Sole-Source, Supplemental | AC | 45 | 11.3 | 4.2 |  | 5 | 39.6 in |  | 2023-05-02 |  | Horticultural Lighting Fixture | 277 | 480 | No | TRUE | 2.65 | 2668 |  |  | 332 | 649 | 1699 | 34 | [8 empty] | 2.65 | 2668 | 332 | 649 | 1699 | 34 |  |  |  |  | 1020 | 1020 | 4.5 | 0.956 | 9 |  |  |  |  | 1008 | 277 | 0.956 | 8.7 |  | 0-10V Other Protocol | No | M12 3-pin Male |  |  |  | TRUE |  |  | No | [19 empty] | M12 3-pin Male |  |  |  |  | No | [20 empty] | 2024-02-28
Horticultural | H-GWRNVK | Guangzhou Nalite Intelligent Lighting Appliance Co., Ltd | Nalite | LED Horticulture Lighting | G9-M06P | 3 | PPPTXS | TRUE | Indoor (Non-stacked) | Top light | Supplemental | AC | 35 | 44 | 2.6 |  | 5 | 48.0 in |  | 2023-04-21 |  | Horticultural Lighting Fixture | 100 | 277 | No | TRUE | 2.94 | 2025 | 1824 | 2025 | 432 | 826 | 768 | 72 | [8 empty] | 2.94 | 2025 | 432 | 826 | 768 | 72 |  |  |  |  | 680 | 680 | 615 | 0.988 | 6 |  |  |  |  | 688.1 | 120 | 0.988 | 5.7 |  | 0-10V IEC60929 Annex E | No | RJ-14 |  |  | TRUE |  |  |  | No | [14 empty] | TRUE | [9 empty] | No
Horticultural | H-H12GIO | Anhui Sanan Technology Co., Ltd. | Lightera |  | N030L2-N-K12-29 | 3 | UUUVIP | TRUE | Indoor (Non-stacked) | Top light | Supplemental | AC | 40 | 1.68 | 1.68 |  | 5 | 60.0 in |  | 2023-05-04 |  | Horticultural Lighting Fixture | 100 | 277 | No |  | 2.46 | 74 | 73.7 | 73.7 | 17 | 35 | 22 | 2 | [8 empty] | 2.46 | 74 | 17 | 35 | 22 | 2 |  |  |  |  | 30 | 30 | 30 | 0.916 | 12 |  |  |  |  | 30.01 | 120 | 0.916 | 11.8 |  |  | No | [7 empty] | No | [24 empty] | No
Horticultural | H-HEWD8K | PhotonTek, Inc. | PhotonTek |  | X 1000W PRO 2.9 277V | 3 | PPPTXP | TRUE | Indoor (Non-stacked) | Top light | Sole-Source, Supplemental | AC | 40 | 48.02 | 2.44 |  | 5 | 67.2 in |  | 2023-04-14 |  | Horticultural Lighting Fixture | 277 | 277 | No | TRUE | 2.87 | 2962 |  |  | 427 | 1065 | 1470 | 51 | [8 empty] | 2.87 | 2962 | 427 | 1065 | 1470 | 51 |  |  |  |  | 1032 | 1032 | 0 | 0.965 | 5 |  |  |  |  | 1032.49 | 277 | 0.965 | 4.8 |  | 0-10V IEC60929 Annex E | Dim to Off, Manual Dimming | Proprietary Cable Fitting |  |  | TRUE |  |  |  | No | [19 empty] | Proprietary Cable Fitting |  |  |  | TRUE | No | TRUE | [19 empty] | 2024-01-30
Horticultural | H-I12DU5 | Fluence Bioengineering | FLUENCE | RAPTR | RP-[A,C]-B8F-800-STD-JVG-RST1-S | 3 | FFFKOJ |  | Indoor (Non-stacked), Greenhouse | Top light | Sole-Source, Supplemental | AC | 45 | 11.3 | 4.21 |  | 5 | 31.2 in |  | 2023-05-09 |  | Horticultural Lighting Fixture | 277 | 480 | No | TRUE | 2.86 | 2249 |  |  | 177 | 257 | 1820 | 329 | [18 empty] | 800 | 800 | 4.5 | 0.936 | 10 | [9 empty] | 0-10V Other Protocol | No | M12 3-pin Male |  |  |  | TRUE |  |  | No | [19 empty] | M12 3-pin Male |  |  |  |  | No | [20 empty] | 2024-02-28
Horticultural | H-I8HD2T | Fluence Bioengineering | FLUENCE | RAPTR | RP-[A,C]-BP6-1K-STD-JVG-RST1-S | 3 | FFFKOJ | TRUE | Indoor (Non-stacked), Greenhouse | Top light | Sole-Source, Supplemental | AC | 45 | 11.3 | 4.2 |  | 5 | 39.6 in |  | 2023-05-02 |  | Horticultural Lighting Fixture | 277 | 480 | No | TRUE | 2.74 | 2759 |  |  | 345 | 671 | 1755 | 35 | [8 empty] | 2.74 | 2759 | 345 | 671 | 1755 | 35 |  |  |  |  | 1020 | 1020 | 4.5 | 0.994 | 4 |  |  |  |  | 1007 | 277 | 0.994 | 4.2 |  | 0-10V Other Protocol | No | M12 3-pin Male |  |  |  | TRUE |  |  | No | [19 empty] | M12 3-pin Male |  |  |  |  | No | [20 empty] | 2024-02-28
Horticultural | H-IQ3HJB | mammoth lighting | Mammoth | Mint White Series | MW06 | 3 | UUUVIL | TRUE | Indoor (Non-stacked) | Top light | Supplemental | AC | 35 | 44 | 2.6 |  | 5 | 48.0 in |  | 2023-05-01 |  | Horticultural Lighting Fixture | 100 | 277 | No | TRUE | 2.94 | 2025 | 1824 | 2025 | 432 | 826 | 768 | 72 | [8 empty] | 2.94 | 2025 | 432 | 826 | 768 | 72 |  |  |  |  | 680 | 680 | 615 | 0.988 | 6 |  |  |  |  | 688.1 | 120 | 0.988 | 5.7 |  | 0-10V IEC60929 Annex E | No | RJ-14 |  |  | TRUE |  |  |  | No | [14 empty] | TRUE | [9 empty] | No
Horticultural | H-J96ZOB | Fluence Bioengineering | FLUENCE | RAPTR | RP-[A,C]-BW4-800-STD-JVG-RST1-S | 3 | FFFKOJ |  | Indoor (Non-stacked), Greenhouse | Top light | Sole-Source, Supplemental | AC | 45 | 14.6 | 4.1 |  |  | 31.2 in |  | 2023-03-28 |  | Horticultural Lighting Fixture | 277 | 480 | No | TRUE | 2.59 | 2116 |  |  | 361 | 911 | 861 | 43 | [18 empty] | 800 | 800 | 4.5 | 0.94 | 9 | [9 empty] | 0-10V Other Protocol | No | M12 3-pin Male |  |  |  | TRUE |  |  | No | [19 empty] | M12 3-pin Male |  |  |  |  | No | [20 empty] | 2024-02-28
Horticultural | H-JDMYAZ | Fluence Bioengineering | FLUENCE | RAPTR | RP-[A,C]-B8F-800-150-JVG-RST1-S | 3 | FFFKOJ | TRUE | Indoor (Non-stacked), Greenhouse | Top light | Sole-Source, Supplemental | AC | 45 | 11.3 | 4.21 |  | 5 | 31.2 in |  | 2023-05-09 |  | Horticultural Lighting Fixture | 277 | 480 | No | TRUE | 2.86 | 2249 |  |  | 177 | 257 | 1820 | 329 | [8 empty] | 2.86 | 2249 | 177 | 257 | 1820 | 329 |  |  |  |  | 800 | 800 | 4.5 | 0.936 | 10 |  |  |  |  | 787 | 277 | 0.936 | 9.6 |  | 0-10V Other Protocol | No | M12 3-pin Male |  |  |  | TRUE |  |  | No | [19 empty] | M12 3-pin Male |  |  |  |  | No | [20 empty] | 2024-02-28
Horticultural | H-JE0AOQ | Fluence Bioengineering | FLUENCE | RAPTR | RP-[A,C]-BP8-1K-150-JVG-RST1-S | 3 | FFFKOJ | TRUE | Indoor (Non-stacked), Greenhouse | Top light | Sole-Source, Supplemental | AC | 45 | 11.3 | 4.21 |  |  | 39.6 in |  | 2023-03-28 |  | Horticultural Lighting Fixture | 277 | 480 | No | TRUE | 3 | 3032 |  |  | 240 | 389 | 2410 | 25 | [8 empty] | 3 | 3033 | 240 | 389 | 2410 | 25 |  |  |  |  | 1020 | 1020 | 4.5 | 0.956 | 9 |  |  |  |  | 1010 | 277 | 0.956 | 9 |  | 0-10V Other Protocol | No | M12 3-pin Male |  |  |  | TRUE |  |  | No | [19 empty] | M12 3-pin Male |  |  |  |  | No | [20 empty] | 2024-02-28
Horticultural | H-JMERWV | Fluence Bioengineering | FLUENCE | RAPTR | RP-[A,C]-BP9-1K-150-JVG-RST1-S | 3 | FFFKOJ | TRUE | Indoor (Non-stacked), Greenhouse | Top light | Sole-Source, Supplemental | AC | 45 | 11.3 | 4.21 |  |  | 39.6 in |  | 2023-05-12 |  | Horticultural Lighting Fixture | 277 | 480 | No | TRUE | 3.34 | 3409 |  |  | 186 | 282 | 2946 | 33 | [8 empty] | 3.34 | 3409 | 186 | 282 | 2946 | 33 |  |  |  |  | 1020 | 1020 | 4.5 | 0.955 | 9 |  |  |  |  | 1022 | 277 | 0.955 | 8.5 |  | 0-10V Other Protocol | No | M12 3-pin Male |  |  |  | TRUE |  |  | No | [19 empty] | M12 3-pin Male |  |  |  |  | No | [20 empty] | 2024-02-28
Horticultural | H-JOVB28 | Fluence Bioengineering | FLUENCE | RAPTR | RP-[A,C]-BW4-1K-150-JVG-RST1-S | 3 | FFFKOJ | TRUE | Indoor (Non-stacked), Greenhouse | Top light | Sole-Source, Supplemental | AC | 45 | 14.6 | 4.1 |  | 5 | 39.6 in |  | 2023-03-28 |  | Horticultural Lighting Fixture | 277 | 480 | No | TRUE | 2.41 | 2463 |  |  | 415 | 1060 | 1008 | 55 | [8 empty] | 2.41 | 2463 | 415 | 1060 | 1008 | 55 |  |  |  |  | 1020 | 1020 | 4.5 | 0.957 | 9 |  |  |  |  | 1023 | 277 | 0.957 | 8.8 |  | 0-10V Other Protocol | No | M12 3-pin Male |  |  |  | TRUE |  |  | No | [19 empty] | M12 3-pin Male |  |  |  |  | No | [20 empty] | 2024-02-28
Horticultural | H-JS8QBF | Acuity Brands Lighting | Verjure | Arize Life3 | VAL3 L48 PKB HO | 3 | EAEGEO | TRUE | Indoor (Non-stacked), Indoor (Stacked) | Top light | Sole-Source | AC | 40 | 1.5 | 2 |  | 5 | 46.8 in | Model number may end in JP followed by a number to indicate packaging quantities | 2023-04-30 |  | Horticultural Lighting Fixture | 120 | 277 | No | TRUE | 2.97 | 210 |  |  | 32 | 28 | 150 | 1 | 211 | 2.98 | [6 empty] | 2.97 | 210 | 32 | 28 | 150 | 1 | 211 | 2.98 |  |  | 70 | 70 | 0.5 | 0.931 | 10 |  |  |  |  | 70.83 | 120 | 0.931 | 9.7 |  | 0-10V Other Protocol | Dim to Off | Quick Disconnect |  |  |  | TRUE |  |  | No | [19 empty] | Quick Disconnect |  |  |  | TRUE | No | [18 empty] | Horizontal |  | 2024-02-16
Horticultural | H-KWG7HO | BAIYI LIGHTING (SHANGHAI) HOLDINGS LIMITED | BAIYILED |  | BY-ZW21720U | 3 | PPPTXX | TRUE | Indoor (Non-stacked), Indoor (Stacked) | Top light | Sole-Source | AC | 45 | 41.97 | 3.74 |  | 5 | 48.0 in |  | 2023-04-27 |  | Horticultural Lighting Fixture | 277 | 480 | No | TRUE | 2.42 | 1692 | 0 | 1691.6 | 311 | 705 | 688 | 45 | [8 empty] | 2.42 | 1692 | 311 | 705 | 688 | 45 |  |  |  |  | 699 | 699 | 0 | 0.9 | 9 |  |  |  |  | 698.7 | 277 | 0.974 | 9.7 |  | 0-10V IEC60929 Annex E, 0-10V ANSI C137.1 (8V) | Dim to Off, Manual Dimming | RJ-14 | TRUE |  | TRUE |  |  |  | No | [14 empty] | TRUE | [8 empty] | TRUE | No | TRUE
Horticultural | H-LOUFR1 | Signify North America Corporation – Horti LED | Philips | GreenPower LED Interlighting | GPL IL 240 DRB L200 200-400V G3.1 S | 3 | EAEGEI | TRUE | Indoor (Non-stacked), Indoor (Stacked), Greenhouse | Intra-canopy, side lighting | Sole-Source, Supplemental | AC | 40 | 3 | 3 |  | 5 | 80.4 in |  | 2023-03-10 |  | Horticultural Lighting Fixture | 200 | 400 | No |  | 3.2 | 240 |  |  | 12 |  | 228 |  | 240 | 3.2 | [6 empty] | 3.37 | 252 | 14 | 0 | 237 |  | 253 | 3.39 |  |  | 74 | 77 | 77 | 0.9 | 10 |  |  |  |  | 74.62 | 200 | 0.958 | 10.3 |  |  | No | [7 empty] | No | [24 empty] | No | [20 empty] | 2024-03-15
Horticultural | H-LSC6HP | Fluence Bioengineering | FLUENCE | RAPTR | RP-[A,C]-BP9-800-150-JVG-RST1-S | 3 | FFFKOJ | TRUE | Indoor (Non-stacked), Greenhouse | Top light | Sole-Source, Supplemental | AC | 45 | 11.3 | 4.21 |  |  | 31.2 in |  | 2023-05-12 |  | Horticultural Lighting Fixture | 277 | 480 | No | TRUE | 3.36 | 2712 |  |  | 179 | 161 | 2375 | 14 | [8 empty] | 3.36 | 2712 | 179 | 161 | 2375 | 14 |  |  |  |  | 800 | 800 | 4.5 | 0.94 | 10 |  |  |  |  | 807.8 | 277 | 0.94 | 9.6 |  | 0-10V Other Protocol | No | M12 3-pin Male |  |  |  | TRUE |  |  | No | [19 empty] | M12 3-pin Male |  |  |  |  | No | [20 empty] | 2024-02-28
Horticultural | H-LSP1UB | Acuity Brands Lighting | Verjure | Arize Life3 | VAL3 L48 PKT HO | 3 | EAEGEO | TRUE | Indoor (Non-stacked), Indoor (Stacked) | Top light | Sole-Source | AC | 40 | 1.5 | 2 |  | 5 | 46.8 in | Model number may end in JP followed by a number to indicate packaging quantities | 2023-04-30 |  | Horticultural Lighting Fixture | 120 | 277 | No | TRUE | 3.17 | 221 |  |  | 10 | 15 | 195 | 1 | 221 | 3.18 | [6 empty] | 3.17 | 221 | 10 | 15 | 195 | 1 | 221 | 3.18 |  |  | 68 | 68 | 0.5 | 0.926 | 9 |  |  |  |  | 69.5 | 120 | 0.926 | 9 |  | 0-10V Other Protocol | Dim to Off | Quick Disconnect |  |  |  | TRUE |  |  | No | [19 empty] | Quick Disconnect |  |  |  | TRUE | No | [18 empty] | Horizontal |  | 2024-02-16
Horticultural | H-MN0T5R | Anhui Sanan Technology Co., Ltd. | Lightera |  | N030L2-N-K13-35-2 | 3 | UUUVIO | TRUE | Indoor (Non-stacked) | Top light | Supplemental | AC | 40 | 1.68 | 1.68 |  | 5 | 60.0 in |  | 2023-05-04 |  | Horticultural Lighting Fixture | 100 | 277 | No |  | 2.59 | 74 | 73.6 | 73.6 | 12 | 16 | 46 | 4 | [8 empty] | 2.59 | 74 | 12 | 16 | 46 | 4 |  |  |  |  | 30 | 30 | 30 | 0.903 | 10 |  |  |  |  | 28.41 | 120 | 0.903 | 10.3 |  |  | No | [7 empty] | No | [24 empty] | No
Horticultural | H-NJYVI9 | Fluence Bioengineering | FLUENCE | RAPTR | RP-[A,C]-BW4-1K-STD-JVG-RST1-S | 3 | FFFKOJ | TRUE | Indoor (Non-stacked), Greenhouse | Top light | Sole-Source, Supplemental | AC | 45 | 14.6 | 4.1 |  | 5 | 39.6 in |  | 2023-03-28 |  | Horticultural Lighting Fixture | 277 | 480 | No | TRUE | 2.43 | 2479 |  |  | 422 | 1067 | 1011 | 55 | [8 empty] | 2.43 | 2479 | 422 | 1067 | 1011 | 55 |  |  |  |  | 1020 | 1020 | 4.5 | 0.992 | 4 |  |  |  |  | 1020 | 277 | 0.992 | 4.1 |  | 0-10V Other Protocol | No | M12 3-pin Male |  |  |  | TRUE |  |  | No | [19 empty] | M12 3-pin Male |  |  |  |  | No | [20 empty] | 2024-02-28
Horticultural | H-P5OHFY | HLG | Horticulture Lighting Group | HLG Scorpion Diablo 2.0 HV | HLG Scorpion Diablo 2.0 HV | 3 | IIIORA | TRUE | Indoor (Non-stacked), Indoor (Stacked) | Top light | Sole-Source | AC | 40 | 39 | 3.5 |  | 5 | 36.0 in |  | 2023-04-18 |  | Horticultural Lighting Fixture | 240 | 277 |  | TRUE | 2.9 | 2003 |  |  | 409 | 838 | 771 | 34 | [8 empty] | 2.9 | 2003 | 409 | 838 | 771 | 33 |  |  |  |  | 690 | 690 | 0 | 0.967 | 9 |  |  |  |  | 690.5 | 240 | 0.967 | 8.9 |  | 0-10V Other Protocol | Dim to Off | RJ-11 |  |  |  | TRUE |  |  | No | [12 empty] | TRUE | [10 empty] | TRUE | No | [20 empty] | 2024-03-04
Horticultural | H-PNEKTR | BAIYI LIGHTING (SHANGHAI) HOLDINGS LIMITED | BAIYILED |  | BY-ZW20720U | 3 | PPPTXW | TRUE | Indoor (Non-stacked), Indoor (Stacked) | Top light | Sole-Source | AC | 45 | 41.97 | 3.8 |  | 5 | 48.0 in |  | 2023-04-27 |  | Horticultural Lighting Fixture | 100 | 277 | No | TRUE | 2.3 | 1709 | 0 | 1709.3 | 314 | 712 | 696 | 45 | [8 empty] | 2.3 | 1709 | 314 | 712 | 696 | 45 |  |  |  |  | 742 | 742 | 0 | 0.9 | 17 |  |  |  |  | 742 | 100 | 0.955 | 17.3 |  | 0-10V IEC60929 Annex E, 0-10V ANSI C137.1 (8V) | Dim to Off, Manual Dimming | RJ-14 | TRUE |  | TRUE |  |  |  | No | [14 empty] | TRUE | [8 empty] | TRUE | No | TRUE
Horticultural | H-QCZD1S | Fluence Bioengineering | FLUENCE | RAPTR | RP-[A,C]-BP8-800-150-JVG-RST1-S | 3 | FFFKOJ | TRUE | Indoor (Non-stacked), Greenhouse | Top light | Sole-Source, Supplemental | AC | 45 | 11.3 | 4.21 |  |  | 31.2 in |  | 2023-03-28 |  | Horticultural Lighting Fixture | 277 | 480 | No | TRUE | 3.3 | 2600 |  |  | 203 | 333 | 2069 | 13 | [8 empty] | 3.3 | 2600 | 203 | 333 | 2069 | 13 |  |  |  |  | 800 | 800 | 4.5 | 0.936 | 9 |  |  |  |  | 786.7 | 277 | 0.936 | 9.5 |  | 0-10V Other Protocol | No | M12 3-pin Male |  |  |  | TRUE |  |  | No | [19 empty] | M12 3-pin Male |  |  |  |  | No | [20 empty] | 2024-02-28
Horticultural | H-SIWPCF | Dutch Lighting Innovations | Papillon | Papillon LED Morpho 660W | Papillon LED Morpho 660W | 3 | UUUVIT | TRUE | Indoor (Non-stacked), Indoor (Stacked) | Top light | Sole-Source | AC | 40 | 43.9 | 2.56 |  | 5 | 48.0 in |  | 2023-05-08 |  | Horticultural Lighting Fixture | 208 | 400 | No | TRUE | 2.57 | 1649 | 0 | 1648 | 259 | 657 | 746 | 47 | [8 empty] | 2.57 | 1649 | 259 | 656 | 746 | 47 |  |  |  |  | 660 | 660 | 0 | 0.97 | 10 |  |  |  |  | 642.1 | 208 | 0.997 | 3.9 |  | 0-10V Other Protocol, 0 | Dim to Off, Manual Dimming | RJ-12, 0 |  |  |  | TRUE |  |  | No |  |  |  |  | 0 | [6 empty] | 0 |  | TRUE | [5 empty] | 0 |  |  | 0 | TRUE | No | TRUE | [19 empty] | 2023-05-08
Horticultural | H-ST7YI2 | Fluence Bioengineering | FLUENCE | RAPTR | RP-[A,C]--BP6-800-STD-JVG-RST1-S | 3 | FFFKOJ |  | Indoor (Non-stacked), Greenhouse | Top light | Sole-Source, Supplemental | AC | 45 | 11.3 | 4.2 |  | 5 | 31.2 in |  | 2023-05-02 |  | Horticultural Lighting Fixture | 277 | 480 | No | TRUE | 2.79 | 2232 |  |  | 278 | 550 | 1414 | 32 | [18 empty] | 800 | 800 | 4.5 | 0.952 | 9 | [9 empty] | 0-10V Other Protocol | No | M12 3-pin Male |  |  |  | TRUE |  |  | No | [19 empty] | M12 3-pin Male |  |  |  |  | No | [20 empty] | 2024-02-28
Horticultural | H-SUKW8Y | Acuity Brands Lighting | Verjure | Arize Life3 | VAL3 L96 PKB HO | 3 | EAEGEO | TRUE | Indoor (Non-stacked), Indoor (Stacked) | Top light | Sole-Source | AC | 40 | 1.5 | 2 |  | 5 | 94.8 in | Model number may end in JP followed by a number to indicate packaging quantities | 2023-04-30 |  | Horticultural Lighting Fixture | 120 | 277 | No | TRUE | 2.97 | 420 |  |  | 64 | 56 | 300 | 2 | 422 | 2.98 | [6 empty] | 2.98 | 414 | 64 | 56 | 295 | 1 | 416 | 3 |  |  | 139 | 139 | 0.5 | 0.992 | 9 |  |  |  |  | 138.86 | 120 | 0.922 | 9.1 |  | 0-10V Other Protocol | Dim to Off | Quick Disconnect |  |  |  | TRUE |  |  | No | [19 empty] | Quick Disconnect |  |  |  | TRUE | No | [18 empty] | Horizontal |  | 2024-02-16
Horticultural | H-SZT9IO | Fluence Bioengineering | FLUENCE | RAPTR | RP-[A,C]-BP8-1K-STD-JVG-RST1-S | 3 | FFFKOJ | TRUE | Indoor (Non-stacked), Greenhouse | Top light | Sole-Source, Supplemental | AC | 45 | 11.3 | 4.21 |  |  | 39.6 in |  | 2023-03-28 |  | Horticultural Lighting Fixture | 277 | 480 | No | TRUE | 3.11 | 3144 |  |  | 249 | 404 | 2498 | 26 | [8 empty] | 3.11 | 3143 | 249 | 404 | 2498 | 26 |  |  |  |  | 1020 | 1020 | 4.5 | 0.994 | 4 |  |  |  |  | 1012 | 277 | 0.994 | 4.1 |  | 0-10V Other Protocol | No | M12 3-pin Male |  |  |  | TRUE |  |  | No | [19 empty] | M12 3-pin Male |  |  |  |  | No | [20 empty] | 2024-02-28
Horticultural | H-T7BL6Q | Acuity Brands Lighting | Verjure | Arize Life3 | VAL3 L48 PKF HO | 3 | EAEGEO | TRUE | Indoor (Non-stacked), Indoor (Stacked) | Top light | Sole-Source | AC | 40 | 1.5 | 2 |  | 5 | 46.8 in | Model number may end in JP followed by a number to indicate packaging quantities | 2023-04-30 |  | Horticultural Lighting Fixture | 120 | 277 | No | TRUE | 2.82 | 197 |  |  | 19 | 28 | 150 | 12 | 209 | 3 | [6 empty] | 2.82 | 197 | 19 | 28 | 150 | 12 | 209 | 3 |  |  | 69 | 69 | 0.5 | 0.929 | 9 |  |  |  |  | 69.81 | 120 | 0.929 | 9.2 |  | 0-10V Other Protocol | Dim to Off | Quick Disconnect |  |  |  | TRUE |  |  | No | [19 empty] | Quick Disconnect |  |  |  | TRUE | No | [18 empty] | Horizontal |  | 2024-02-16
Horticultural | H-U01Q7K | Acuity Brands Lighting | Verjure | Arize Life3 | VAL3 L48 PKR HO | 3 | EAEGEO | TRUE | Indoor (Non-stacked), Indoor (Stacked) | Top light | Sole-Source | AC | 40 | 1.5 | 2 |  | 5 | 46.8 in | Model number may end in JP followed by a number to indicate packaging quantities | 2023-04-30 |  | Horticultural Lighting Fixture | 120 | 277 | No | TRUE | 3.02 | 208 |  |  | 21 | 30 | 157 | 1 | 208 | 3.02 | [6 empty] | 3.01 | 208 | 21 | 30 | 157 | 1 | 208 | 3.02 |  |  | 68 | 68 | 0.5 | 0.926 | 10 |  |  |  |  | 69.09 | 120 | 0.926 | 10.1 |  | 0-10V Other Protocol | Dim to Off | Quick Disconnect |  |  |  | TRUE |  |  | No | [19 empty] | Quick Disconnect |  |  |  | TRUE | No | [18 empty] | Horizontal |  | 2024-02-16
Horticultural | H-US1NBT | Air Supplies Nederland BV | DIMLUX |  | DIMLUX XTREME SERIES 750W LED+ | 3 | IIIOQX | TRUE | Indoor (Non-stacked), Indoor (Stacked), Greenhouse | Top light, Intra-canopy | Sole-Source, Supplemental | AC | 40 | 43 | 2.2 |  | 5 | 46.8 in |  | 2023-03-20 |  | Horticultural Lighting Fixture | 120 | 277 | No | TRUE | 2.85 | 2138 | 226.7 | 2137.5 | 326 | 585 | 1358 | 155 | [8 empty] | 2.85 | 2267 | 326 | 585 | 1358 | 155 |  |  |  |  | 750 | 750 | 75 | 0.955 | 10.7 |  |  |  |  | 794.8 | 277 | 0.955 | 10.7 |  | PWM | No | Integrated Dimming Controller on Side | [6 empty] | No |  |  |  |  | PWM | [14 empty] | Integrated Dimming Controller on Side |  |  |  |  | No | [20 empty] | 2024-08-14
Horticultural | H-V5E8O9 | Acuity Brands Lighting | Verjure | Arize Life3 | VAL3 L96 PKT HO | 3 | EAEGEO | TRUE | Indoor (Non-stacked), Indoor (Stacked) | Top light | Sole-Source | AC | 40 | 1.5 | 2 |  | 5 | 94.8 in | Model number may end in JP followed by a number to indicate packaging quantities | 2023-04-30 |  | Horticultural Lighting Fixture | 120 | 277 | No | TRUE | 3.16 | 443 |  |  | 21 | 30 | 392 | 1 | 444 | 3.17 | [6 empty] | 3.16 | 443 | 21 | 30 | 392 | 1 | 444 | 3.17 |  |  | 137 | 137 | 0.5 | 0.919 | 10 |  |  |  |  | 139.87 | 120 | 0.919 | 9.2 |  | 0-10V Other Protocol | Dim to Off | Quick Disconnect |  |  |  | TRUE |  |  | No | [19 empty] | Quick Disconnect |  |  |  | TRUE | No | [18 empty] | Horizontal |  | 2024-02-16
Horticultural | H-VQ7D1Y | Fluence Bioengineering | FLUENCE | RAPTR | RP-[A,C]-B8F-1K-STD-JVG-RST1-S | 3 | FFFKOJ | TRUE | Indoor (Non-stacked), Greenhouse | Top light | Sole-Source, Supplemental | AC | 45 | 11.3 | 4.21 |  | 5 | 39.6 in |  | 2023-05-09 |  | Horticultural Lighting Fixture | 277 | 480 | No | TRUE | 2.92 | 2947 |  |  | 232 | 348 | 2373 | 341 | [8 empty] | 2.92 | 2947 | 232 | 347 | 2373 | 341 |  |  |  |  | 1020 | 1020 | 4.5 | 0.996 | 4 |  |  |  |  | 1011 | 277 | 0.996 | 4.2 |  | 0-10V Other Protocol | No | M12 3-pin Male |  |  |  | TRUE |  |  | No | [19 empty] | M12 3-pin Male |  |  |  |  | No | [20 empty] | 2024-02-28
Horticultural | H-W1JLI9 | Acuity Brands Lighting | Verjure | Arize Life3 | VAL3 L48 BRH HO | 3 | EAEGEO | TRUE | Indoor (Non-stacked), Indoor (Stacked) | Top light | Sole-Source | AC | 40 | 1.5 | 2 |  | 5 | 46.8 in | Model number may end in JP followed by a number to indicate packaging quantities | 2023-04-30 |  | Horticultural Lighting Fixture | 120 | 277 | No | TRUE | 2.68 | 186 |  |  | 45 | 59 | 82 | 1 | 187 | 2.7 | [6 empty] | 2.68 | 186 | 45 | 59 | 82 | 1 | 187 | 2.7 |  |  | 68 | 68 | 0.5 | 0.928 | 10 |  |  |  |  | 69.14 | 120 | 0.928 | 9.8 |  | 0-10V Other Protocol | Dim to Off | Quick Disconnect |  |  |  | TRUE |  |  | No | [19 empty] | Quick Disconnect |  |  |  | TRUE | No | [18 empty] | Horizontal |  | 2024-02-16
Horticultural | H-W73185 | Futur Vert | Futur Vert | FloraClone | FC30WMGS24V | 3 | PPPTXR | TRUE | Indoor (Non-stacked), Indoor (Stacked) | Top light, Intra-canopy | Supplemental | AC | 40 | 1.3 | 1.4 |  | 5 | 48.0 in |  | 2023-04-19 |  | Horticultural Lighting Fixture | 120 | 240 | No |  | 2.49 | 68 |  |  | 14 | 31 | 22 | 2 | [8 empty] | 2.49 | 67 | 14 | 31 | 22 | 2 |  |  |  |  | 27 |  |  | 0.908 | 23 |  |  |  |  | 27.13 | 120 | 0.905 | 23.1 |  |  | No | [7 empty] | No | [24 empty] | No
Horticultural | H-XQMJ17 | Fluence Bioengineering | FLUENCE | RAPTR | RP-[A,C]-BW4-800-150-JVG-RST1-S | 3 | FFFKOJ | TRUE | Indoor (Non-stacked), Greenhouse | Top light | Sole-Source, Supplemental | AC | 45 | 14.6 | 4.1 |  | 5 | 31.2 in |  | 2023-03-28 |  | Horticultural Lighting Fixture | 277 | 480 | No | TRUE | 2.59 | 2116 |  |  | 361 | 911 | 861 | 43 | [8 empty] | 2.59 | 2116 | 361 | 911 | 861 | 42 |  |  |  |  | 800 | 800 | 4.5 | 0.94 | 9 |  |  |  |  | 815.8 | 277 | 0.94 | 9.3 |  | 0-10V Other Protocol | No | M12 3-pin Male |  |  |  | TRUE |  |  | No | [19 empty] | M12 3-pin Male |  |  |  |  | No | [20 empty] | 2024-02-28
Horticultural | H-YU1QDH | Fluence Bioengineering | FLUENCE | RAPTR | RP-[A,C]-B8F-1K-150-JVG-RST1-S | 3 | FFFKOJ | TRUE | Indoor (Non-stacked), Greenhouse | Top light | Sole-Source, Supplemental | AC | 45 | 11.3 | 4.21 |  | 5 | 39.6 in |  | 2023-05-09 |  | Horticultural Lighting Fixture | 277 | 480 | No | TRUE | 2.84 | 2876 |  |  | 229 | 340 | 2313 | 326 | [8 empty] | 2.84 | 2876 | 229 | 340 | 2313 | 326 |  |  |  |  | 1020 | 1020 | 4.5 | 0.955 | 9 |  |  |  |  | 1012 | 277 | 0.956 | 9 |  | 0-10V Other Protocol | No | M12 3-pin Male |  |  |  | TRUE |  |  | No | [19 empty] | M12 3-pin Male |  |  |  |  | No | [20 empty] | 2024-02-28
Horticultural | H-Z5TY4U | Fluence Bioengineering | FLUENCE | RAPTR | RP-[A,C]-BP6-800-150-JVG-RST1-S | 3 | FFFKOJ | TRUE | Indoor (Non-stacked), Greenhouse | Top light | Sole-Source, Supplemental | AC | 45 | 11.3 | 4.2 |  | 5 | 31.2 in |  | 2023-05-02 |  | Horticultural Lighting Fixture | 277 | 480 | No | TRUE | 2.79 | 2232 |  |  | 278 | 550 | 1414 | 32 | [8 empty] | 2.79 | 2232 | 278 | 550 | 1414 | 32 |  |  |  |  | 800 | 800 | 4.5 | 0.952 | 9 |  |  |  |  | 798.9 | 277 | 0.952 | 8.5 |  | 0-10V Other Protocol | No | M12 3-pin Male |  |  |  | TRUE |  |  | No | [19 empty] | M12 3-pin Male |  |  |  |  | No | [20 empty] | 2024-02-28
Horticultural | H-079LS8 | Fluence Bioengineering | Fluence | RAZR Modular | RM-53-R-BW3 | 3 | EAEGDK |  | Indoor (Non-stacked), Indoor (Stacked) | Top light | Sole-Source | DC | 40 | 1.8 | 1.2 |  | 5 | 51.6 in |  | 2022-12-13 |  | Horticultural Lighting Fixture | 50 | 54 | No | TRUE |  | 65 |  |  | 13 | 30 | 22 | 2 | 67 |  | 2.69 | 2.35 | 2.75 | 2.41 | [12 empty] | 24 | 24 | 1 |  |  | 0.46 | 26.7 | AC-derated performance is 89.7% efficiency at 100% loading on a 600W power source at 120V | 24 24W fixtures operating at 54V Series-wired with 6 feet of 14 AWG cabling to a 600W power source limits cabling losses to 0.00% | [5 empty] | 0-10V Other Protocol | Dim to Off | M12 |  |  |  | TRUE |  |  | No | [19 empty] | M12 |  |  |  | TRUE | No | [18 empty] | Horizontal |  | 2024-02-15
Horticultural | H-0K71WG | California LightWorks | California LightWorks | Magadrive Vertical Fixtures | MDV-400 | 3 | IIIOQT | TRUE | Indoor (Non-stacked), Indoor (Stacked) | Top light | Sole-Source | DC | 40 | 45 | 1.25 |  | 5 | 46.8 in |  | 2023-03-02 |  | Horticultural Lighting Fixture | 34 | 40 | Yes | TRUE |  | 1070 |  |  | 356 | 154 | 562 | 7 |  |  | 2.78 | 2.6 | [5 empty] | 1070 | 356 | 154 | 562 | 7 |  |  | 2.78 |  | 400 | 428 | 0 | 0.93 | 11 | 11 | 428 | AC-derated performance is 94.37% efficiency at 46.20% loading on a 10500W power source at 480V | 26 384.9W fixtures operating at 18.5V Series-wired with 147.90 feet of 14AWG cabling to a 10242W power source | 384.9 | 36.65 | 0.93 | 11 | 10.5 | 0-10V IEC60929 Annex E, 0-10V ANSI C137.1 (8V), 0-10V ANSI C137.1 (9V), Bluetooth - Manufacturer Specific | Dim to Off | RJ-11, Flying Leads, Terminal Block, Wireless Radio | TRUE | TRUE | TRUE |  |  |  | No | [8 empty] | TRUE |  |  |  | TRUE |  |  |  |  | TRUE | TRUE |  | TRUE |  |  | TRUE | No | [20 empty] | 2024-02-16
Horticultural | H-1R3HM4 | LLW Enterprise, LLC | VOLTGROW |  | VGL2-750-L | 3 | IIIOQL | TRUE | Indoor (Non-stacked), Indoor (Stacked), Greenhouse | Top light, Intra-canopy | Sole-Source, Supplemental | AC | 40 | 45 | 4.72 |  | 5 | 45.6 in |  | 2022-12-30 |  | Horticultural Lighting Fixture | 120 | 277 | No | TRUE | 2.87 | 2194 |  |  | 423 | 875 | 897 | 42 | [8 empty] | 2.87 | 2194 | 423 | 875 | 897 | 42 |  |  |  |  | 764 | 772 | 0 | 0.998 | 5 |  |  |  |  | 764.2 | 120 | 0.998 | 4.7 |  | 0-10V IEC60929 Annex E | Dim to Off | Proprietary Cable Fitting, No |  |  | TRUE |  |  |  | No | [19 empty] | Proprietary Cable Fitting |  |  | No | TRUE | No | [20 empty] | 2024-03-27
Horticultural | H-1U3N8H | Fujian Juan Kuang Yaming Electric Ltd | JKLITE | LED Grow Light | HLTOP02-1000W-S04-B20-D1- CFC-MT-B | 3 | PPPTWU | TRUE | Indoor (Non-stacked), Indoor (Stacked), Greenhouse | Top light | Sole-Source, Supplemental | AC | 40 | 30.67 | 4.41 |  | 5 | 39.6 in |  | 2022-12-21 |  | Horticultural Lighting Fixture | 200 | 277 | No | TRUE | 2.91 | 3030 | 300 | 3000 | 504 | 1175 | 1351 | 87 | [8 empty] | 2.91 | 3030 | 504 | 1175 | 1351 | 87 |  |  |  |  | 1050 | 1050 | 100 | 0.956 | 9 |  |  |  |  | 1042.1 | 200 | 0.956 | 9.2 |  | 0-10V IEC60929 Annex E | Manual Dimming | RJ-11 |  |  | TRUE |  |  |  | No | [12 empty] | TRUE | [11 empty] | No | TRUE | [19 empty] | 2024-03-28
Horticultural | H-2CH469 | HortiBest | HortiBest | JF-2550 Grow Light | JF-850A SRF | 3 | UUUVDX | TRUE | Indoor (Non-stacked), Greenhouse | Top light | Sole-Source, Supplemental | AC | 45 | 11.4 | 4.3 |  | 5 | 28.8 in |  | 2022-12-28 |  |  | 120 | 277 | No | TRUE | 2.88 | 2483 | 0 | 2483 | 606 | 748 | 1130 | 146 | [8 empty] | 2.88 | 2483 | 606 | 748 | 1130 | 146 |  |  |  |  | 850 | 850 | 0 | 0.981 | 7.2 |  |  |  |  | 847.2 | 277 | 0.981 | 7.2 |  | 0-10V ANSI C137.1 (8V), 0-10V ANSI C137.1 (9V) | Dim to Off, Manual Dimming | RJ-14 | TRUE | TRUE |  |  |  |  | No | [14 empty] | TRUE | [8 empty] | TRUE | No | TRUE |  | 0 | 0 | 0 | 0 | [14 empty] | 2024-02-26
Horticultural | H-2VZTA1 | Advanced Agricultural Technologies, LLC d.b.a. Agro Lighting | AGRO LIGHTING | AgroBar Ultra 320(ABU 320) | AgroBar Ultra 320(ABU 320) | 3 | TTTVZS | TRUE | Indoor (Non-stacked), Indoor (Stacked), Greenhouse | Top light, Intra-canopy | Sole-Source, Supplemental | AC | 40 | 43.3 | 1.6 |  | 5 | 43.2 in |  | 2022-12-02 |  |  | 100 | 277 | No | TRUE | 2.72 | 900 |  |  | 190 | 332 | 378 | 21 | [8 empty] | 2.72 | 900 | 190 | 332 | 378 | 21 |  |  |  |  | 331 | 331 | 0 | 0.999 | 4 |  |  |  |  | 331.1 | 120 | 0.966 | 10 |  | 0-10V ANSI C137.1 (9V) | Dim to Off | M12 |  | TRUE |  |  |  |  | No | [19 empty] | M12 |  |  |  | TRUE | No |  |  | 0 | 0 | 0 | 0 | [14 empty] | 2024-02-22
Horticultural | H-361EZI | LLW Enterprise, LLC | VOLTGROW |  | VGL3-TPL2-L | 3 | IIIOQN | TRUE | Indoor (Non-stacked), Indoor (Stacked), Greenhouse | Top light, Intra-canopy | Sole-Source, Supplemental | AC | 40 | 45 | 4.72 |  | 5 | 45.6 in |  | 2023-01-19 |  | Horticultural Lighting Fixture | 120 | 277 | No | TRUE | 3.58 | 2366 |  |  | 80 | 1 | 2286 | 9 | [8 empty] | 3.58 | 2366 | 80 | 1 | 2286 | 9 |  |  |  |  | 661 | 661 | 0 | 0.984 | 7 |  |  |  |  | 661.25 | 120 | 0.984 | 7.5 |  | 0-10V IEC60929 Annex E | Dim to Off | Proprietary Cable Fitting |  |  | TRUE |  |  |  | No | [19 empty] | Proprietary Cable Fitting |  |  |  | TRUE | No | [20 empty] | 2024-04-02
Horticultural | H-37QYXE | LLW Enterprise, LLC | VOLTGROW |  | VGL3-TPL2-H | 3 | IIIOQN | TRUE | Indoor (Non-stacked), Indoor (Stacked), Greenhouse | Top light, Intra-canopy | Sole-Source, Supplemental | AC | 40 | 45 | 4.72 |  | 5 | 45.6 in |  | 2023-01-19 |  | Horticultural Lighting Fixture | 347 | 480 | No | TRUE | 3.6 | 2363 |  |  | 80 | 1 | 2282 | 10 | [8 empty] | 3.6 | 2363 | 80 | 1 | 2282 | 10 |  |  |  |  | 656 | 656 | 0 | 0.969 | 14 |  |  |  |  | 655.86 | 347 | 0.969 | 13.9 |  | 0-10V IEC60929 Annex E | Dim to Off | Proprietary Cable Fitting |  |  | TRUE |  |  |  | No | [19 empty] | Proprietary Cable Fitting |  |  |  | TRUE | No | [20 empty] | 2024-04-02
Horticultural | H-38BTFG | Libra Design | Libra Design | High-Flux (HF) LED Module | HF01010050000000-XXXX | 3 |  | TRUE | Indoor (Non-stacked), Indoor (Stacked), Greenhouse | Top light | Sole-Source, Supplemental | DC | 40 | 3.15 | 3.15 |  | 5 | 39.6 in |  | 2023-01-30 |  | Horticultural Lighting Fixture | 50 | 350 | No | TRUE |  | 2147 |  |  | 413 | 632 | 1101 | 29 |  |  | 2.89 | 2.53 | [5 empty] | 2147 | 413 | 632 | 1101 | 29 |  |  | 2.89 |  | 744 | 744 | 0 |  |  | 13 | 850 |  |  | 744.2 | 56.47 |  |  | 13.179 | DC Input Power | Dim to Off | [7 empty] | No |  |  |  |  | DC Input Power | [18 empty] | TRUE | No | [20 empty] | 2024-03-26
Horticultural | H-3EK6Q2 | California LightWorks | California LightWorks | Magadrive Vertical Fixtures | MDV-800HW | 3 | IIIOQU | TRUE | Indoor (Non-stacked), Indoor (Stacked) | Top light | Sole-Source | DC | 40 | 45 | 1.25 |  | 5 | 46.8 in |  | 2023-03-02 |  | Horticultural Lighting Fixture | 70 | 80 | Yes | TRUE |  | 1876 |  |  | 416 | 869 | 604 | 31 |  |  | 2.51 | 2.35 | [5 empty] | 1876 | 415 | 869 | 604 | 30 |  |  | 2.51 |  | 800 | 856 | 0 | 0.93 | 11 | 11 | 856 | AC-derated performance is 94.56% efficiency at 46.20% loading on a 10500W power source at 480V | 13 747.53W fixtures operating at 35.6V Series-wired with 141.00 feet of 14AWG cabling to a 9928W power source | 747.53 | 71.19 | 0.93 | 11 | 10.5 | 0-10V IEC60929 Annex E, 0-10V ANSI C137.1 (8V), 0-10V ANSI C137.1 (9V), Bluetooth - Manufacturer Specific | Dim to Off | RJ-11, Flying Leads, Terminal Block, Wireless Radio | TRUE | TRUE | TRUE |  |  |  | No | [8 empty] | TRUE |  |  |  | TRUE |  |  |  |  | TRUE | TRUE |  | TRUE |  |  | TRUE | No | [20 empty] | 2024-02-16
Horticultural | H-3HLBAU | TrolMaster Agro Instruments Co., Ltd | ThinkGrow | Horticulture LED Grow Light | MODEL-I Plus(480V) | 3 | UUUVCS | TRUE | Indoor (Non-stacked), Greenhouse | Top light | Supplemental | AC | 40 | 4.36 | 6.46 |  | 5 | 45.6 in |  | 2022-12-05 |  |  | 347 | 480 | No | TRUE | 2.7 | 2021 |  |  | 317 | 797 | 910 | 44 | [8 empty] | 2.7 | 2021 | 317 | 797 | 910 | 44 |  |  |  |  | 720 | 720 | 0 | 0.971 | 9.6 |  |  |  |  | 748.1 | 347.09 | 0.987 | 9.6 |  | 0-10V Other Protocol | Dim to Off | RJ485 |  |  |  | TRUE |  |  | No | [19 empty] | RJ485 |  |  |  | TRUE | No |  |  | 0 | 0 | 0 | 0 | [14 empty] | 2024-01-30
Horticultural | H-594USV | TSRgrow, LLC | TSRgrow | TG-100 | TG-100HVR-WL3S-R6 | 3 | RRRXJR |  | Indoor (Non-stacked), Indoor (Stacked), Greenhouse | Top light | Sole-Source, Supplemental | AC | 45 | 45 | 3.75 |  | 5 | 44.4 in |  | 2023-01-26 |  |  | 277 | 480 | No | TRUE | 2.53 | 1931 |  |  | 322 | 815 | 792 | 87 | [18 empty] | 764 | 764 | 0 | 0.952 | 5 | [9 empty] | 0-10V IEC60929 Annex E, 0-10V ANSI C137.1 (8V), 0-10V ANSI C137.1 (9V), 0-10V Other Protocol | Dim to Off | RJ-12, Flying Leads, Quick Disconnect | TRUE | TRUE | TRUE | TRUE |  |  | No | [13 empty] | TRUE |  |  |  | TRUE |  | Quick Disconnect |  |  |  | TRUE | No |  |  | 0 | 0 | 0 | 0 | [14 empty] | 2024-02-16
Horticultural | H-5DTCGJ | SINOWELL INC | FLEXSTAR | LED grow light | FLEXSTAR MATRIX 860W | 3 | IIIOQV |  | Indoor (Non-stacked), Indoor (Stacked), Greenhouse | Top light | Sole-Source, Supplemental | AC | 35 | 48 | 2.5 |  | 5 | 60.0 in |  | 2023-03-03 |  | Horticultural Lighting Fixture | 208 | 277 | No | TRUE | 2.71 | 2343 | 0 | 2322 | 347 | 1000 | 997 | 40 | [18 empty] | 860 | 860 | 0 | 0.9 | 20 | [9 empty] | 0-10V IEC60929 Annex E, 0-10V ANSI C137.1 (8V), 0-10V ANSI C137.1 (9V) | Dim to Off, Manual Dimming | RJ-11, RJ-12, RJ-14 | TRUE | TRUE | TRUE |  |  |  | No | [12 empty] | TRUE | TRUE | TRUE | [8 empty] | TRUE | No | TRUE | [19 empty] | 2023-11-07
Horticultural | H-78N3ZB | Shiny SunShine Ltd. | CULTI LIGHTS | AGRICULTURAL HYDROPONICS EQUIPMENT（LED grow ligh) | CL-GL05 | 3 | GGGGXX | TRUE | Indoor (Stacked), Greenhouse | Top light, Intra-canopy | Sole-Source, Supplemental | AC | 40 | 47.6 | 1.38 |  | 5 | 94.8 in |  | 2023-01-12 |  | Horticultural Lighting Fixture | 100 | 277 | No | TRUE | 2.3 | 1150 |  |  | 193 | 476 | 481 | 60 | [8 empty] | 2.24 | 1150 | 193 | 476 | 481 | 60 |  |  |  |  | 500 | 500 | 0 | 0.997 | 4 |  |  |  |  | 512.7 | 120 | 0.997 | 3.2 |  | 0-10V ANSI C137.1 (9V) | Dim to Off | Flying Leads |  | TRUE |  |  |  |  | No | [17 empty] | TRUE | [5 empty] | TRUE | No | [20 empty] | 2024-02-21
Horticultural | H-7T5FDQ | Shiny SunShine Ltd. | CULTI LIGHTS | INDOOR FARMING GROW LIGHTS | CL-NL11 | 3 | FFFKNT | TRUE | Indoor (Stacked), Greenhouse | Top light, Intra-canopy | Sole-Source, Supplemental | AC | 40 | 1.89 | 1.3 |  | 5 | 46.8 in |  | 2022-12-02 |  | Horticultural Lighting Fixture | 100 | 277 | No |  | 2.56 | 75 |  |  | 13 | 33 | 29 | 1 | [8 empty] | 2.56 | 75 | 13 | 33 | 29 | 1 |  |  |  |  | 30 | 30 | 30 | 0.954 | 9 |  |  |  |  | 29.3 | 120 | 0.954 | 8.5 |  |  | No | [7 empty] | No | [24 empty] | No | [20 empty] | 2024-02-21
Horticultural | H-93V1QB | LLW Enterprise, LLC | VOLTGROW |  | VGL3-TPL1-L | 3 | IIIOQK | TRUE | Indoor (Non-stacked), Indoor (Stacked), Greenhouse | Top light, Intra-canopy | Sole-Source, Supplemental | AC | 40 |  | 4.72 |  | 5 |  |  | 2022-12-30 |  | Horticultural Lighting Fixture | 120 | 277 | No | TRUE | 2.68 | 1733 |  |  | 297 | 680 | 756 | 36 | [8 empty] | 2.68 | 1733 | 297 | 680 | 756 | 36 |  |  |  |  | 646 | 643 | 0 | 0.994 | 5 |  |  |  |  | 646.4 | 120 | 0.978 | 4.8 |  | 0-10V IEC60929 Annex E | Dim to Off | Yes, No |  |  | TRUE |  |  |  | No | [19 empty] | Yes |  |  | No | TRUE | No | [20 empty] | 2024-03-27
Horticultural | H-9GVRHZ | LLW Enterprise, LLC | VOLTGROW |  | VGL3-TPL1-H | 3 | IIIOQK | TRUE | Indoor (Non-stacked), Indoor (Stacked), Greenhouse | Top light, Intra-canopy | Sole-Source, Supplemental | AC | 40 |  | 4.72 |  | 5 |  |  | 2022-12-30 |  | Horticultural Lighting Fixture | 347 | 480 | No | TRUE | 2.73 | 1731 |  |  | 297 | 679 | 755 | 36 | [8 empty] | 2.73 | 1731 | 297 | 679 | 755 | 36 |  |  |  |  | 634 | 630 | 0 | 0.984 | 13 |  |  |  |  | 633.5 | 347 | 0.943 | 13.3 |  | 0-10V IEC60929 Annex E | Dim to Off | Yes, No |  |  | TRUE |  |  |  | No | [19 empty] | Yes |  |  | No | TRUE | No | [20 empty] | 2024-03-27
Horticultural | H-ARV7JX | GML Solutions Ltd. | Grand Master LEDs | Master 6 Bloom Red | GMLL0680W6I1A12A2 | 3 | PPPTXD | TRUE | Indoor (Non-stacked), Indoor (Stacked) | Top light | Sole-Source | AC | 40 | 43.86 | 4 |  | 5 | 44.4 in |  | 2023-02-02 |  | Horticultural Lighting Fixture | 100 | 277 | No | TRUE | 2.79 | 1946 |  |  | 327 | 744 | 876 | 113 | [8 empty] | 2.79 | 1946 | 327 | 744 | 876 | 113 |  |  |  |  | 698 | 698 | 0 | 0.996 | 5 |  |  |  |  | 697.7 | 120 | 0.976 | 10.1 |  | 0-10V IEC60929 Annex E | Dim to Off, Manual Dimming | RJ-14 |  |  | TRUE |  |  |  | No | [14 empty] | TRUE | [8 empty] | TRUE | No | TRUE | [19 empty] | 2024-02-26
Horticultural | H-BE2UOV | HortiBest | HortiBest | OG8-2700 Grow Light | OC-G-850A8 DWF | 3 | UUUVGX | TRUE | Indoor (Non-stacked) | Top light | Sole-Source | AC | 45 | 42.7 | 2.8 |  | 5 | 43.2 in |  | 2023-03-08 |  | Horticultural Lighting Fixture | 120 | 277 | No | TRUE | 2.88 | 2425 | 0 | 2425 | 192 | 437 | 1797 | 28 | [8 empty] | 2.88 | 2425 | 192 | 437 | 1797 | 28 |  |  |  |  | 850 | 850 | 0 | 0.982 | 5.4 |  |  |  |  | 842.1 | 120 | 0.999 |  |  | 0-10V ANSI C137.1 (8V), 0-10V ANSI C137.1 (9V) | Dim to Off, Manual Dimming | RJ-14 | TRUE | TRUE |  |  |  |  | No | [14 empty] | TRUE | [8 empty] | TRUE | No | TRUE | [19 empty] | 2024-02-26
Horticultural | H-BRTCSN | California LightWorks | California LightWorks | Magadrive Vertical Fixtures | MDV-800 | 3 | IIIOQU |  | Indoor (Non-stacked), Indoor (Stacked) | Top light | Sole-Source | DC | 40 | 45 | 1.25 |  | 5 | 46.8 in |  | 2023-03-02 |  | Horticultural Lighting Fixture | 70 | 80 | Yes | TRUE |  | 2193 |  |  | 251 | 507 | 1442 | 20 |  |  | 2.98 | 2.79 | [14 empty] | 800 | 856 | 0 | 0.93 | 11 | 11 | 856 | [7 empty] | 0-10V IEC60929 Annex E, 0-10V ANSI C137.1 (8V), 0-10V ANSI C137.1 (9V), Bluetooth - Manufacturer Specific | Dim to Off | RJ-11, Flying Leads, Terminal Block, Wireless Radio | TRUE | TRUE | TRUE |  |  |  | No | [8 empty] | TRUE |  |  |  | TRUE |  |  |  |  | TRUE | TRUE |  | TRUE |  |  | TRUE | No | [20 empty] | 2024-02-16
Horticultural | H-DBQN81 | LLW Enterprise, LLC | VOLTGROW |  | VGL1-440-H | 3 | IIIOQH |  | Indoor (Non-stacked), Indoor (Stacked), Greenhouse | Top light, Intra-canopy | Sole-Source, Supplemental | AC | 40 | 24.6 | 4.72 |  | 5 | 45.6 in |  | 2022-12-16 |  | Horticultural Lighting Fixture | 347 | 480 | No | TRUE | 2.97 | 1386 |  |  | 266 | 555 | 566 | 25 | [18 empty] | 467 | 459 | 0 | 0.903 | 13 | [9 empty] | 0-10V IEC60929 Annex E | Dim to Off | Proprietary Cable Fitting, No |  |  | TRUE |  |  |  | No | [19 empty] | Proprietary Cable Fitting |  |  | No | TRUE | No | [20 empty] | 2024-03-27
Horticultural | H-DVAR9X | LLW Enterprise, LLC | VOLTGROW |  | VGL2-750-H | 3 | IIIOQL | TRUE | Indoor (Non-stacked), Indoor (Stacked), Greenhouse | Top light, Intra-canopy | Sole-Source, Supplemental | AC | 40 | 45 | 4.72 |  | 5 | 45.6 in |  | 2022-12-30 |  | Horticultural Lighting Fixture | 347 | 480 | No | TRUE | 2.92 | 2169 |  |  | 417 | 869 | 883 | 41 | [8 empty] | 2.92 | 2169 | 417 | 869 | 883 | 41 |  |  |  |  | 742 | 772 | 0 | 0.996 | 9 |  |  |  |  | 742.3 | 347 | 0.966 | 8.8 |  | 0-10V IEC60929 Annex E | Dim to Off | Proprietary Cable Fitting, No |  |  | TRUE |  |  |  | No | [19 empty] | Proprietary Cable Fitting |  |  | No | TRUE | No | [20 empty] | 2024-03-27
Horticultural | H-FVWH95 | Libra Design | Libra Design | Mid-Flux (MF) LED Module | MF01030050000000-XXXX | 3 |  | TRUE | Indoor (Non-stacked), Indoor (Stacked), Greenhouse | Top light | Sole-Source, Supplemental | DC | 40 | 2 | 0.79 |  | 5 | 45.6 in |  | 2023-01-30 |  | Horticultural Lighting Fixture | 50 | 350 | No | TRUE |  | 325 |  |  | 72 | 90 | 162 | 4 |  |  | 2.82 | 2.47 | [5 empty] | 325 | 72 | 90 | 162 | 4 |  |  | 2.82 |  | 115 | 115 | 0 |  |  | 2 | 131 |  |  | 115.29 | 55.9 |  |  | 2.062 | DC Input Power | Dim to Off | [7 empty] | No |  |  |  |  | DC Input Power | [18 empty] | TRUE | No | [20 empty] | 2024-03-26
Horticultural | H-GJO48D | SINOWELL INC | FLEXSTAR | LED grow light | FLEXSTAR MATRIX 645W | 3 | IIIOQV | TRUE | Indoor (Non-stacked), Indoor (Stacked), Greenhouse | Top light | Sole-Source, Supplemental | AC | 35 | 43.6 | 2.2 |  | 5 | 48.0 in |  | 2023-03-03 |  | Horticultural Lighting Fixture | 208 | 277 | No | TRUE | 2.69 | 1747 | 0 | 1742 | 259 | 745 | 743 | 30 | [8 empty] | 2.69 | 1747 | 259 | 745 | 743 | 29 |  |  |  |  | 645 | 645 | 0 | 0.9 | 20 |  |  |  |  | 649.4 | 208 | 0.973 | 6.8 |  | 0-10V IEC60929 Annex E, 0-10V ANSI C137.1 (8V), 0-10V ANSI C137.1 (9V) | Dim to Off, Manual Dimming | RJ-11, RJ-12, RJ-14 | TRUE | TRUE | TRUE |  |  |  | No | [12 empty] | TRUE | TRUE | TRUE | [8 empty] | TRUE | No | TRUE | [19 empty] | 2023-11-07
Horticultural | H-GNWSCP | Fujian Juan Kuang Yaming Electric Ltd | JKLITE | LED Grow Light | HLTOP03-600W-S04-B20-D1-CFC-MT-B | 3 | PPPTWS | TRUE | Indoor (Non-stacked), Indoor (Stacked), Greenhouse | Top light | Sole-Source, Supplemental | AC | 40 | 4.65 | 2.95 |  | 5 | 46.8 in |  | 2022-12-12 |  | Horticultural Lighting Fixture | 120 | 277 | No | TRUE | 2.63 | 1638 | 160 | 1630 | 305 | 697 | 636 | 48 | [8 empty] | 2.63 | 1638 | 305 | 697 | 636 | 48 |  |  |  |  | 645 | 645 | 60 | 0.91 | 15 |  |  |  |  | 622.8 | 120 | 0.91 | 14.8 |  | 0-10V IEC60929 Annex E | Manual Dimming | RJ-11 |  |  | TRUE |  |  |  | No | [12 empty] | TRUE | [11 empty] | No | TRUE | [19 empty] | 2024-03-28
Horticultural | H-GPAEUM | HLG | Horticulture Lighting Group | HLG Scorpion Diablo X HV | HLG Scorpion Diablo X HV | 3 | UUUVGM | TRUE | Indoor (Non-stacked), Indoor (Stacked) | Top light | Sole-Source | AC | 40 | 36.13 | 4.75 |  | 5 | 38.4 in |  | 2023-02-27 |  | Horticultural Lighting Fixture | 240 | 277 |  | TRUE | 3.09 | 1927 |  |  | 395 | 599 | 943 | 20 | [8 empty] | 3.09 | 1927 | 395 | 599 | 943 | 20 |  |  |  |  | 624 | 623.9 | 0 | 0.97 | 9 |  |  |  |  | 623.9 | 240 | 0.973 |  |  | 0-10V Other Protocol | Dim to Off | RJ-11 |  |  |  | TRUE |  |  | No | [12 empty] | TRUE | [10 empty] | TRUE | No | [20 empty] | 2024-03-12
Horticultural | H-HS6DJ8 | GML Solutions Ltd. | Grand Master LEDs | MASTER 4V | GMLL480W1I450H3 | 3 | FFFKNS | TRUE | Indoor (Non-stacked), Indoor (Stacked) | Top light | Sole-Source | AC | 40 | 43.86 | 4 |  | 5 | 44.4 in |  | 2022-11-29 |  | Horticultural Lighting Fixture | 100 | 277 | No | TRUE | 2.62 | 1301 |  |  | 361 | 595 | 346 | 22 | [8 empty] | 2.62 | 1301 | 361 | 595 | 346 | 22 |  |  |  |  | 496 | 496 | 0 | 0.997 | 7 |  |  |  |  | 496.2 | 120 | 0.997 | 6.6 |  | 0-10V IEC60929 Annex E | Dim to Off, Manual Dimming | RJ-14 |  |  | TRUE |  |  |  | No | [14 empty] | TRUE | [8 empty] | TRUE | No | TRUE | [19 empty] | 2024-02-26
Horticultural | H-I7W2TQ | Marosi Designs LLC d/b/a BVV | Neocision | Duo Max 1030 | BVVNS1000W2S1B05C2 | 3 | UUUVEX | TRUE | Indoor (Non-stacked), Greenhouse | Top light | Sole-Source | AC | 40 | 11.9 | 5.5 |  | 7 | 31.2 in |  | 2023-02-01 |  | Horticultural Lighting Fixture | 200 | 277 | No | TRUE | 3.1 | 3193 |  |  | 607 | 914 | 1672 | 35 | [8 empty] | 3.1 | 3193 | 607 | 914 | 1672 | 35 |  |  |  |  | 1030 | 1030 | 0 | 0.986 | 5 |  |  |  |  | 1030 | 240 | 0.986 |  |  | 0-10V IEC60929 Annex E | Dim to Off | Flying Leads |  |  | TRUE |  |  |  | No | [17 empty] | TRUE | [5 empty] | TRUE | No | [20 empty] | 2024-02-12
Horticultural | H-IGB6DX | TSRgrow, LLC | TSRgrow | TG-100 | TG-100HVR-WL3S-R5 | 3 | RRRXJR | TRUE | Indoor (Non-stacked), Indoor (Stacked), Greenhouse | Top light | Sole-Source, Supplemental | AC | 45 | 45 | 3.75 |  | 5 | 44.4 in |  | 2023-01-26 |  |  | 277 | 480 | No | TRUE | 2.45 | 1889 |  |  | 319 | 797 | 772 | 85 | [8 empty] | 2.45 | 1889 | 319 | 797 | 772 | 85 |  |  |  |  | 772 | 772 | 0 | 0.952 | 5 |  |  |  |  | 772.1 | 277 | 0.952 |  |  | 0-10V IEC60929 Annex E, 0-10V ANSI C137.1 (8V), 0-10V ANSI C137.1 (9V), 0-10V Other Protocol | Dim to Off | RJ-12, Flying Leads, Quick Disconnect | TRUE | TRUE | TRUE | TRUE |  |  | No | [13 empty] | TRUE |  |  |  | TRUE |  | Quick Disconnect |  |  |  | TRUE | No |  |  | 0 | 0 | 0 | 0 | [14 empty] | 2024-02-16
Horticultural | H-IRJ8KQ | California LightWorks | California LightWorks | Magadrive Vertical Fixtures | MDV-600HW | 3 | IIIOQU |  | Indoor (Non-stacked), Indoor (Stacked) | Top light | Sole-Source | DC | 40 | 45 | 1.25 |  | 5 | 46.8 in |  | 2023-03-02 |  | Horticultural Lighting Fixture | 54 | 60 | Yes | TRUE |  | 1745 |  |  | 287 | 602 | 866 | 22 |  |  | 3.05 | 2.85 | [14 empty] | 600 | 642 | 0 | 0.93 | 11 | 11 | 642 | [7 empty] | 0-10V IEC60929 Annex E, 0-10V ANSI C137.1 (8V), 0-10V ANSI C137.1 (9V), Bluetooth - Manufacturer Specific | Dim to Off | RJ-11, Flying Leads, Terminal Block, Wireless Radio | TRUE | TRUE | TRUE |  |  |  | No | [8 empty] | TRUE |  |  |  | TRUE |  |  |  |  | TRUE | TRUE |  | TRUE |  |  | TRUE | No | [20 empty] | 2024-02-16
Horticultural | H-IVO12A | LED Smart Inc. | Grow3 |  | GRW-120-48-300-WW-S-C | 3 | IIIOQS | TRUE | Greenhouse | Top light | Supplemental | AC | 40 |  |  |  | 5 |  |  | 2023-02-27 |  | Horticultural Lighting Fixture | 100 | 277 | Yes | TRUE | 2.19 | 642 | 0 | 642.1 | 156 | 314 | 172 | 13 | [8 empty] | 2.19 | 642 | 156 | 314 | 172 | 13 |  |  |  |  | 293 | 293 | 0 | 0.963 | 10 |  |  |  |  | 293.2 | 120 | 0.963 | 9.9 |  | Bluetooth Sig MESH and MMDL Layers | Dim to Off, Manual Dimming | Wireless Radio | [6 empty] | No | [7 empty] | TRUE | [12 empty] | TRUE |  |  | TRUE | No | TRUE
Horticultural | H-K8069I | Libra Design | Libra Design | Mid-Flux (MF) LED Module | MF01030040000000-XXXX | 3 |  | TRUE | Indoor (Non-stacked), Indoor (Stacked), Greenhouse | Top light | Sole-Source, Supplemental | DC | 40 | 2 | 0.79 |  | 5 | 45.6 in |  | 2023-01-30 |  | Horticultural Lighting Fixture | 50 | 350 | No | TRUE |  | 333 |  |  | 66 | 83 | 184 | 4 |  |  | 2.89 | 2.53 | [5 empty] | 331 | 66 | 82 | 183 | 4 |  |  | 2.88 |  | 115 | 115 | 0 |  |  | 2 | 131 |  |  | 115.17 | 57.18 |  |  | 2.014 | DC Input Power | Dim to Off | [7 empty] | No |  |  |  |  | DC Input Power | [18 empty] | TRUE | No | [20 empty] | 2024-03-26
Horticultural | H-KW6UFT | Libra Design | Libra Design | High-Flux (HF) LED Module | HF01010070000000-XXXX | 3 |  | TRUE | Indoor (Non-stacked), Indoor (Stacked), Greenhouse | Top light | Sole-Source, Supplemental | DC | 40 | 3.15 | 3.15 |  | 5 | 39.6 in |  | 2023-01-30 |  | Horticultural Lighting Fixture | 50 | 350 | No | TRUE |  | 2114 |  |  | 530 | 673 | 910 | 30 |  |  | 2.83 | 2.48 | [5 empty] | 2114 | 529 | 673 | 910 | 30 |  |  | 2.83 |  | 746 | 746 | 0 |  |  | 2.321 | 853 |  |  | 746.32 | 321.53 |  |  | 2.321 | DC Input Power | Dim to Off | [7 empty] | No |  |  |  |  | DC Input Power | [18 empty] | TRUE | No | [20 empty] | 2024-03-26
Horticultural | H-LDGU2V | AVENORD INC. | AGRICLÉ | Horticultural Luminaire | HORTI03018660B | 3 | IIIOQR | TRUE | Indoor (Non-stacked) | Top light | Sole-Source | AC | 45 | 42 | 2.4 |  | 5 | 42.0 in |  | 2023-02-10 |  | Horticultural Lighting Fixture | 277 | 480 | No | TRUE | 2.58 | 1705 |  |  | 285 | 722 | 700 | 48 | [8 empty] | 2.58 | 1705 | 285 | 722 | 700 | 48 |  |  |  |  | 660 | 660 | 0 | 0.976 | 7.8 |  |  |  |  | 661.2 | 277 | 0.976 | 7.8 |  | 0-10V ANSI C137.1 (8V), 0-10V ANSI C137.1 (9V) | Dim to Off, Manual Dimming | RJ-14 | TRUE | TRUE |  |  |  |  | No | [14 empty] | TRUE | [8 empty] | TRUE | No | TRUE | [19 empty] | 2024-02-29
Horticultural | H-LFYQOH | TrolMaster Agro Instruments Co., Ltd | ThinkGrow | Horticulture LED Grow Light | MODEL-I(480V) | 3 | UUUVCT | TRUE | Indoor (Non-stacked), Greenhouse | Top light | Supplemental | AC | 40 | 4.36 | 6.46 |  | 5 | 45.6 in |  | 2022-12-05 |  |  | 347 | 480 | No | TRUE | 2.54 | 1872 |  |  | 315 | 780 | 779 | 49 | [8 empty] | 2.54 | 1872 | 315 | 780 | 779 | 49 |  |  |  |  | 720 | 720 | 0 | 0.968 | 10.8 |  |  |  |  | 736.7 | 347.02 | 0.988 | 10.8 |  | 0-10V Other Protocol | Dim to Off | RJ485 |  |  |  | TRUE |  |  | No | [19 empty] | RJ485 |  |  |  | TRUE | No |  |  | 0 | 0 | 0 | 0 | [14 empty] | 2024-01-30
Horticultural | H-NBZH75 | Libra Design | Libra Design | High-Flux (HF) LED Module | HF01010040000000-XXXX | 3 |  | TRUE | Indoor (Non-stacked), Indoor (Stacked), Greenhouse | Top light | Sole-Source, Supplemental | DC | 40 | 3.15 | 3.15 |  | 5 | 39.6 in |  | 2023-01-30 |  | Horticultural Lighting Fixture | 50 | 350 | No | TRUE |  | 2195 |  |  | 448 | 564 | 1182 | 28 |  |  | 2.94 | 2.57 | [5 empty] | 2195 | 448 | 563 | 1182 | 28 |  |  | 2.94 |  | 747 | 747 | 0 |  |  | 2 | 854 |  |  | 747.09 | 336.37 |  |  | 2.221 | DC Input Power | Dim to Off | [7 empty] | No |  |  |  |  | DC Input Power | [18 empty] | TRUE | No | [20 empty] | 2024-03-26
Horticultural | H-PJTQ7D | Elevated Equipment Supply | Dryad | LED grow light | DRYAD 860W XR | 3 | UUUVHL |  | Indoor (Non-stacked), Indoor (Stacked), Greenhouse | Top light | Sole-Source, Supplemental | AC | 35 | 48 | 2.5 |  | 5 | 60.0 in |  | 2023-03-03 |  | Horticultural Lighting Fixture | 208 | 277 | No | TRUE | 2.71 | 2343 | 0 | 2322 | 347 | 1000 | 997 | 40 | [18 empty] | 860 | 860 | 0 | 0.9 | 20 | [9 empty] | 0-10V IEC60929 Annex E, 0-10V ANSI C137.1 (8V), 0-10V ANSI C137.1 (9V) | Dim to Off, Manual Dimming | RJ-11, RJ-12, RJ-14 | TRUE | TRUE | TRUE |  |  |  | No | [12 empty] | TRUE | TRUE | TRUE | [8 empty] | TRUE | No | TRUE | [19 empty] | 2024-02-19
Horticultural | H-PN8FAH | Shenzhen Xinshengyang Opto-electronics Technology Co.,Ltd. | Luxgrow | LPG series Horticultural | LPG12S-OSL | 3 | IIIOQW |  | Indoor (Non-stacked) | Top light, Intra-canopy | Sole-Source | AC | 45 | 12.42 | 5.12 |  | 5 | 39.6 in |  | 2023-03-06 |  | Horticultural Lighting Fixture | 200 | 277 | No | TRUE | 2.64 | 3119 |  |  | 739 | 1000 | 1379 | 106 | [18 empty] | 1181 | 1181 | 0 | 0.99 | 5 | [9 empty] | 0-10V IEC60929 Annex E | Dim to Off | RJ-14 |  |  | TRUE |  |  |  | No | [14 empty] | TRUE | [8 empty] | TRUE | No | [20 empty] | 2024-02-20
Horticultural | H-PSJV6A | BIOS Lighting | BIOS | Indoor + Vertical Cannabis LED Grow Light Solution 650W | BP-NDVR-650-BRDxaaaa-bbbb | 3 | UUUVES | TRUE | Indoor (Non-stacked), Indoor (Stacked) | Top light, Intra-canopy | Sole-Source | AC | 40 | 41.3 | 3.7 |  | 5 | 48.0 in |  | 2023-01-23 |  |  | 120 | 480 | No | TRUE | 2.65 | 1751 |  |  | 320 | 595 | 837 | 24 | [8 empty] | 2.62 | 1751 | 320 | 595 | 837 | 24 |  |  |  |  | 660 | 660 | 0 | 0.994 | 8 |  |  |  |  | 660.4 | 120 | 0.994 |  |  | 0-10V ANSI C137.1 (9V) | Dim to Off | RJ-12 |  | TRUE |  |  |  |  | No | [13 empty] | TRUE | [9 empty] | TRUE | No |  |  | 0 | 0 | 0 | 0 | [12 empty] | Horizontal |  | 2024-04-15
Horticultural | H-PTWHLJ | Megaphoton Inc. | Megaphoton | LED Top lighting-Sunshine | ML-TRT780XX | 3 | UUUVEP | TRUE | Indoor (Non-stacked), Greenhouse | Top light | Sole-Source, Supplemental | AC | 35 | 12.59 | 3.97 |  | 5 | 30.0 in |  | 2023-01-18 |  |  | 100 | 277 | No | TRUE | 2.65 | 2139 |  |  | 502 | 679 | 959 | 37 | [8 empty] | 2.65 | 2139 | 502 | 679 | 959 | 37 |  |  |  |  | 808 | 808 | 0 | 0.997 | 2 |  |  |  |  | 807.9 | 120 | 0.997 |  |  | 0-10V Other Protocol | Dim to Off | Terminal Block |  |  |  | TRUE |  |  | No | [18 empty] | TRUE |  |  |  |  | TRUE | No |  |  | 0 | 0 | 0 | 0 | [12 empty] | Horizontal |  | 2024-02-08
Horticultural | H-Q0I64J | Libra Design | Libra Design | Mid-Flux (MF) LED Module | MF01030070000000-XXXX | 3 |  | TRUE | Indoor (Non-stacked), Indoor (Stacked), Greenhouse | Top light | Sole-Source, Supplemental | DC | 40 | 2 | 0.79 |  | 5 | 45.6 in |  | 2023-01-30 |  | Horticultural Lighting Fixture | 50 | 350 | No | TRUE |  | 323 |  |  | 79 | 105 | 139 | 4 |  |  | 2.81 | 2.46 | [5 empty] | 323 | 79 | 105 | 139 | 4 |  |  | 2.81 |  | 115 | 115 | 0 |  |  | 2 | 131 |  |  | 115.04 | 54.43 |  |  | 2.113 | DC Input Power | Dim to Off | [7 empty] | No |  |  |  |  | DC Input Power | [18 empty] | TRUE | No | [20 empty] | 2024-03-26
Horticultural | H-Q29V3E | HortiBest | HortiBest | Octopus-H16L Grow Light | OC-H16L-1440A FSM | 3 | UUUVGW | TRUE | Indoor (Non-stacked) | Top light | Sole-Source | AC | 45 | 44.5 | 2 |  | 5 | 48.0 in |  | 2023-03-08 |  | Horticultural Lighting Fixture | 120 | 277 | No | TRUE | 2.6 | 3740 | 0 | 3740 | 478 | 1562 | 1703 | 118 | [8 empty] | 2.6 | 3740 | 478 | 1562 | 1703 | 118 |  |  |  |  | 1440 | 1440 | 0 | 0.927 | 19.4 |  |  |  |  | 1441 | 120 | 0.996 |  |  | 0-10V ANSI C137.1 (8V), 0-10V ANSI C137.1 (9V) | Dim to Off, Manual Dimming | RJ-14 | TRUE | TRUE |  |  |  |  | No | [14 empty] | TRUE | [8 empty] | TRUE | No | TRUE | [19 empty] | 2024-02-26
Horticultural | H-QL103V | LLW Enterprise, LLC | VOLTGROW |  | VGL1-440-L | 3 | IIIOQH | TRUE | Indoor (Non-stacked), Indoor (Stacked), Greenhouse | Top light, Intra-canopy | Sole-Source, Supplemental | AC | 40 | 24.6 | 4.72 |  | 5 | 45.6 in |  | 2022-12-16 |  | Horticultural Lighting Fixture | 120 | 277 | No | TRUE | 2.9 | 1331 |  |  | 259 | 532 | 541 | 25 | [8 empty] | 2.9 | 1331 | 259 | 532 | 541 | 25 |  |  |  |  | 459 | 459 | 0 | 0.993 | 6 |  |  |  |  | 459 | 120 | 0.935 | 10.4 |  | 0-10V IEC60929 Annex E | Dim to Off | Proprietary Cable Fitting, No |  |  | TRUE |  |  |  | No | [19 empty] | Proprietary Cable Fitting |  |  | No | TRUE | No | [20 empty] | 2024-03-27
Horticultural | H-R60ABI | California LightWorks | California LightWorks | Magadrive Vertical Fixtures | MDV-600 | 3 | IIIOQT |  | Indoor (Non-stacked), Indoor (Stacked) | Top light | Sole-Source | DC | 40 | 45 | 1.25 |  | 5 | 46.8 in |  | 2023-03-02 |  | Horticultural Lighting Fixture | 54 | 60 | Yes | TRUE |  | 2120 |  |  | 271 | 278 | 1576 | 13 |  |  | 3.5 | 3.27 | [14 empty] | 600 | 642 | 0 | 0.93 | 11 | 11 | 642 | [7 empty] | 0-10V IEC60929 Annex E, 0-10V ANSI C137.1 (8V), 0-10V ANSI C137.1 (9V), Bluetooth - Manufacturer Specific | Dim to Off | RJ-11, Flying Leads, Terminal Block, Wireless Radio | TRUE | TRUE | TRUE |  |  |  | No | [8 empty] | TRUE |  |  |  | TRUE |  |  |  |  | TRUE | TRUE |  | TRUE |  |  | TRUE | No | [20 empty] | 2024-02-16
Horticultural | H-S4CTQG | LED Smart Inc. | Grow3 |  | GRW-120-48-230-WW-S-C | 3 | IIIOQS | TRUE | Greenhouse | Top light | Supplemental | AC | 40 |  |  |  | 5 |  |  | 2023-02-27 |  | Horticultural Lighting Fixture | 100 | 277 | Yes | TRUE | 2.24 | 554 | 0 | 554.1 | 141 | 273 | 141 | 10 | [8 empty] | 2.24 | 554 | 141 | 273 | 141 | 10 |  |  |  |  | 247 | 247 | 0 | 0.962 | 11 |  |  |  |  | 247.2 | 120 | 0.962 | 10.6 |  | Bluetooth Sig MESH and MMDL Layers | Dim to Off, Manual Dimming | Wireless Radio | [6 empty] | No | [7 empty] | TRUE | [12 empty] | TRUE |  |  | TRUE | No | TRUE | [19 empty] | 2023-02-27
Horticultural | H-SRO6NX | Elevated Equipment Supply | Dryad | LED grow light | DRYAD 645W XR | 3 | UUUVHL | TRUE | Indoor (Non-stacked), Indoor (Stacked), Greenhouse | Top light | Sole-Source, Supplemental | AC | 35 | 43.6 | 2.2 |  | 5 | 48.0 in |  | 2023-03-03 |  | Horticultural Lighting Fixture | 208 | 277 | No | TRUE | 2.69 | 1747 | 0 | 1742 | 259 | 745 | 743 | 30 | [8 empty] | 2.69 | 1747 | 259 | 745 | 743 | 29 |  |  |  |  | 645 | 645 | 0 | 0.9 | 20 |  |  |  |  | 649.4 | 208 | 0.973 | 6.8 |  | 0-10V IEC60929 Annex E, 0-10V ANSI C137.1 (8V), 0-10V ANSI C137.1 (9V) | Dim to Off, Manual Dimming | RJ-11, RJ-12, RJ-14 | TRUE | TRUE | TRUE |  |  |  | No | [12 empty] | TRUE | TRUE | TRUE | [8 empty] | TRUE | No | TRUE | [19 empty] | 2024-02-19
Horticultural | H-UJK9QM | Shenzhen Xinshengyang Opto-electronics Technology Co.,Ltd. | Luxgrow | LPG series Horticultural | LPG8S-OSL | 3 | IIIOQW | TRUE | Indoor (Non-stacked) | Top light, Intra-canopy | Sole-Source | AC | 45 | 12.42 | 5.12 |  | 5 | 26.4 in |  | 2023-03-06 |  | Horticultural Lighting Fixture | 120 | 277 | No | TRUE | 2.42 | 1983 |  |  | 469 | 640 | 875 | 70 | [8 empty] | 2.42 | 1983 | 469 | 640 | 875 | 70 |  |  |  |  | 818 | 818 | 0 | 0.999 | 2 |  |  |  |  | 818.4 | 120 | 0.957 | 9.8 |  | 0-10V IEC60929 Annex E | Dim to Off | RJ-14 |  |  | TRUE |  |  |  | No | [14 empty] | TRUE | [8 empty] | TRUE | No | [20 empty] | 2024-02-20
Horticultural | H-W45VB8 | Fluence Bioengineering | Fluence | RAZR Modular | RM-53-RL-BW3 | 3 | EAEGDK | TRUE | Indoor (Non-stacked), Indoor (Stacked) | Top light | Sole-Source | DC | 40 | 1.9 | 1.5 |  | 5 | 51.6 in |  | 2022-12-13 |  | Horticultural Lighting Fixture | 50 | 54 | No | TRUE |  | 64 |  |  | 13 | 29 | 21 | 2 | 66 |  | 2.64 | 2.31 | 2.73 | 2.39 |  |  |  | 59 | 12 | 28 | 22 | 2 | 64 |  | 2.44 | 2.602 | 24 | 24 | 1 |  |  | 0.46 | 26.7 | AC-derated performance is 89.7% efficiency at 100% loading on a 600W power source at 120V | 24 24W fixtures operating at 54V Series-wired with 6 feet of 14 AWG cabling to a 600W power source limits cabling losses to 0.00% | 24.23 | 52.4 | 0.904 | 16.4 | 462.4 | 0-10V Other Protocol | Dim to Off | M12 |  |  |  | TRUE |  |  | No | [19 empty] | M12 |  |  |  | TRUE | No | [18 empty] | Horizontal |  | 2024-02-15
Horticultural | H-XTJ3GS | California LightWorks | California LightWorks | Magadrive Vertical Fixtures | MDV-400HW | 3 | IIIOQU | TRUE | Indoor (Non-stacked), Indoor (Stacked) | Top light | Sole-Source | DC | 40 | 45 | 1.25 |  | 5 | 46.8 in |  | 2023-03-02 |  | Horticultural Lighting Fixture | 34 | 40 | Yes | TRUE |  | 1010 |  |  | 186 | 391 | 438 | 14 |  |  | 2.69 | 2.52 | [5 empty] | 1010 | 186 | 391 | 438 | 14 |  |  | 2.69 |  | 400 | 381 | 0 | 0.93 | 11 | 11 | 428 | AC-derated performance is 94.71% efficiency at 45.56% loading on a 10500W power source at 480V | 26 375.05W fixtures operating at 17.9V Series-wired with 142.10 feet of 14AWG cabling to a 9980W power source | 375.05 | 35.71 | 0.93 | 11 | 10.5 | 0-10V IEC60929 Annex E, 0-10V ANSI C137.1 (8V), 0-10V ANSI C137.1 (9V), Bluetooth - Manufacturer Specific | Dim to Off | RJ-11, Flying Leads, Terminal Block, Wireless Radio | TRUE | TRUE | TRUE |  |  |  | No | [8 empty] | TRUE |  |  |  | TRUE |  |  |  |  | TRUE | TRUE |  | TRUE |  |  | TRUE | No | [20 empty] | 2024-02-16
Horticultural | H-ZH6720 | Fujian Juan Kuang Yaming Electric Ltd | JKLITE | LED Grow Light | HLTOP01-1000W-S04-B20-D1-CFC-MT-B | 3 | PPPTWT | TRUE | Indoor (Non-stacked), Greenhouse | Top light | Sole-Source, Supplemental | AC | 40 | 15.35 | 5.08 |  | 5 | 18.0 in |  | 2022-12-15 |  | Horticultural Lighting Fixture | 120 | 277 | No | TRUE | 2.7 | 2960 | 300 | 2960 | 519 | 1277 | 1165 | 95 | [8 empty] | 2.7 | 2960 | 519 | 1277 | 1165 | 95 |  |  |  |  | 1075 | 1075 | 100 | 0.952 | 11 |  |  |  |  | 1095.8 | 120 | 0.952 | 10.9 |  | 0-10V IEC60929 Annex E | Manual Dimming | RJ-11 |  |  | TRUE |  |  |  | No | [12 empty] | TRUE | [11 empty] | No | TRUE | [18 empty] | TRUE | 2024-03-28
Horticultural | H-0000520 | Fluence Bioengineering | Fluence | RAZR Modular | RM-48-S-BW4 | 3 | EAEGDK |  | Indoor (Non-stacked), Indoor (Stacked) | Top light | Sole-Source | DC | 40 | 1.8 | 1.2 |  | 5 | 45.6 in |  | 2022-07-15 |  | Horticultural Lighting Fixture | 45 | 54 | No | TRUE |  | 66 |  |  | 12 | 27 | 27 | 2 | 67 |  | 3 | 2.63 | 3.06 | 2.68 | [12 empty] | 21.9 | 22 | 1 |  |  | 0.46 | 25 | [7 empty] | 0-10V Other Protocol | Dim to Off | M12 |  |  |  | TRUE |  |  | No | [19 empty] | M12 |  |  |  | TRUE | No | [18 empty] | Horizontal |  | 2024-02-15
Horticultural | H-0000521 | Fluence Bioengineering | Fluence | RAZR Modular | RM-48-SL-BP6 | 3 | EAEGDK |  | Indoor (Non-stacked), Indoor (Stacked) | Top light | Sole-Source | DC | 40 | 1.9 | 1.5 |  | 5 | 45.6 in |  | 2022-07-15 |  | Horticultural Lighting Fixture | 45 | 54 | No | TRUE |  | 73 |  |  | 9 | 17 | 47 | 1 | 74 |  | 3.28 | 2.87 | 3.31 | 2.9 | [12 empty] | 22.2 | 22 | 1 |  |  | 0.46 | 25.4 | [7 empty] | 0-10V Other Protocol | Dim to Off | M12 |  |  |  | TRUE |  |  | No | [19 empty] | M12 |  |  |  | TRUE | No | [18 empty] | Horizontal |  | 2024-02-15
Horticultural | H-0000522 | Fluence Bioengineering | Fluence | RAZR Modular | RM-48-S-BP6 | 3 | EAEGDK |  | Indoor (Non-stacked), Indoor (Stacked) | Top light | Sole-Source | DC | 40 | 1.8 | 1.2 |  | 5 | 45.6 in |  | 2022-07-15 |  | Horticultural Lighting Fixture | 45 | 54 | No | TRUE |  | 77 |  |  | 10 | 18 | 49 | 1 | 78 |  | 3.45 | 3.02 | 3.49 | 3.05 | [12 empty] | 22.2 | 22 | 1 |  |  | 0.46 | 25.4 | [7 empty] | 0-10V Other Protocol | Dim to Off | M12 |  |  |  | TRUE |  |  | No | [19 empty] | M12 |  |  |  | TRUE | No | [18 empty] | Horizontal |  | 2024-02-15
Horticultural | H-0000523 | Fluence Bioengineering | Fluence | RAZR Modular | RM-48-SL-BP8 | 3 | EAEGDK |  | Indoor (Non-stacked), Indoor (Stacked) | Top light | Sole-Source | DC | 40 | 1.9 | 1.5 |  | 5 | 45.6 in |  | 2022-07-15 |  | Horticultural Lighting Fixture | 45 | 54 | No | TRUE |  | 85 |  |  | 7 | 10 | 68 | 1 | 85 |  | 3.67 | 3.21 | 3.69 | 3.23 | [12 empty] | 23.1 | 23 | 1 |  |  | 0.46 | 26.4 | [7 empty] | 0-10V Other Protocol | Dim to Off | M12 |  |  |  | TRUE |  |  | No | [19 empty] | M12 |  |  |  | TRUE | No | [18 empty] | Horizontal |  | 2024-02-15
Horticultural | H-0000524 | Fluence Bioengineering | Fluence | RAZR Modular | RM-48-S-BP8 | 3 | EAEGDK |  | Indoor (Non-stacked), Indoor (Stacked) | Top light | Sole-Source | DC | 40 | 1.8 | 1.2 |  | 5 | 45.6 in |  | 2022-07-15 |  | Horticultural Lighting Fixture | 45 | 54 | No | TRUE |  | 89 |  |  | 7 | 11 | 72 | 1 | 90 |  | 3.85 | 3.37 | 3.88 | 3.4 | [12 empty] | 23.2 | 23 | 1 |  |  | 0.46 | 26.5 | [7 empty] | 0-10V Other Protocol | Dim to Off | M12 |  |  |  | TRUE |  |  | No | [19 empty] | M12 |  |  |  | TRUE | No | [18 empty] | Horizontal |  | 2024-02-15
Horticultural | H-0000529 | Fluence Bioengineering | Fluence | RAZR Modular | RM-53-SL-BW4 | 3 | EAEGDK |  | Indoor (Non-stacked), Indoor (Stacked) | Top light | Sole-Source | DC | 40 | 1.9 | 1.5 |  | 5 | 51.6 in |  | 2022-07-15 |  | Horticultural Lighting Fixture | 45 | 54 | No | TRUE |  | 62 |  |  | 11 | 25 | 25 | 1 | 63 |  | 2.83 | 2.48 | 2.89 | 2.53 | [12 empty] | 21.9 | 22 | 1 |  |  | 0.46 | 25 | [7 empty] | 0-10V Other Protocol | Dim to Off | M12 |  |  |  | TRUE |  |  | No | [19 empty] | M12 |  |  |  | TRUE | No | [18 empty] | Horizontal |  | 2024-02-15
Horticultural | H-0000530 | Fluence Bioengineering | Fluence | RAZR Modular | RM-53-S-BW4 | 3 | EAEGDK |  | Indoor (Non-stacked), Indoor (Stacked) | Top light | Sole-Source | DC | 40 | 1.8 | 1.2 |  | 5 | 51.6 in |  | 2022-07-15 |  | Horticultural Lighting Fixture | 45 | 54 | No | TRUE |  | 66 |  |  | 12 | 27 | 27 | 2 | 67 |  | 3 | 2.63 | 3.06 | 2.68 | [12 empty] | 21.9 | 22 | 1 |  |  | 0.46 | 25 | [7 empty] | 0-10V Other Protocol | Dim to Off | M12 |  |  |  | TRUE |  |  | No | [19 empty] | M12 |  |  |  | TRUE | No | [18 empty] | Horizontal |  | 2024-02-15
Horticultural | H-0000531 | Fluence Bioengineering | Fluence | RAZR Modular | RM-53-SL-BP6 | 3 | EAEGDK |  | Indoor (Non-stacked), Indoor (Stacked) | Top light | Sole-Source | DC | 40 | 1.9 | 1.5 |  | 5 | 51.6 in |  | 2022-07-15 |  | Horticultural Lighting Fixture | 45 | 54 | No | TRUE |  | 73 |  |  | 9 | 17 | 47 | 1 | 74 |  | 3.28 | 2.87 | 3.31 | 2.9 | [12 empty] | 22.2 | 22 | 1 |  |  | 0.46 | 25.4 | [7 empty] | 0-10V Other Protocol | Dim to Off | M12 |  |  |  | TRUE |  |  | No | [19 empty] | M12 |  |  |  | TRUE | No | [18 empty] | Horizontal |  | 2024-02-15
Horticultural | H-0000532 | Fluence Bioengineering | Fluence | RAZR Modular | RM-53-S-BP6 | 3 | EAEGDK |  | Indoor (Non-stacked), Indoor (Stacked) | Top light | Sole-Source | DC | 40 | 1.8 | 1.2 |  | 5 | 51.6 in |  | 2022-07-15 |  | Horticultural Lighting Fixture | 45 | 54 | No | TRUE |  | 77 |  |  | 10 | 18 | 49 | 1 | 78 |  | 3.45 | 3.02 | 3.49 | 3.05 | [12 empty] | 22.2 | 22 | 1 |  |  | 0.46 | 25.4 | [7 empty] | 0-10V Other Protocol | Dim to Off | M12 |  |  |  | TRUE |  |  | No | [19 empty] | M12 |  |  |  | TRUE | No | [18 empty] | Horizontal |  | 2024-02-15
Horticultural | H-0000533 | Fluence Bioengineering | Fluence | RAZR Modular | RM-53-SL-BP8 | 3 | EAEGDK |  | Indoor (Non-stacked), Indoor (Stacked) | Top light | Sole-Source | DC | 40 | 1.9 | 1.5 |  | 5 | 51.6 in |  | 2022-07-15 |  | Horticultural Lighting Fixture | 45 | 54 | No | TRUE |  | 85 |  |  | 7 | 10 | 68 | 1 | 85 |  | 3.67 | 3.21 | 3.69 | 3.23 | [12 empty] | 23.1 | 23 | 1 |  |  | 0.46 | 26.4 | [7 empty] | 0-10V Other Protocol | Dim to Off | M12 |  |  |  | TRUE |  |  | No | [19 empty] | M12 |  |  |  | TRUE | No | [18 empty] | Horizontal |  | 2024-02-15
Horticultural | H-0000534 | Fluence Bioengineering | Fluence | RAZR Modular | RM-53-S-BP8 | 3 | EAEGDK |  | Indoor (Non-stacked), Indoor (Stacked) | Top light | Sole-Source | DC | 40 | 1.8 | 1.2 |  | 5 | 51.6 in |  | 2022-07-15 |  | Horticultural Lighting Fixture | 45 | 54 | No | TRUE |  | 89 |  |  | 7 | 11 | 72 | 1 | 90 |  | 3.85 | 3.37 | 3.88 | 3.4 | [12 empty] | 23.2 | 23 | 1 |  |  | 0.46 | 26.5 | [7 empty] | 0-10V Other Protocol | Dim to Off | M12 |  |  |  | TRUE |  |  | No | [19 empty] | M12 |  |  |  | TRUE | No | [18 empty] | Horizontal |  | 2024-02-15
Horticultural | H-0000535 | Fluence Bioengineering | Fluence | RAZR Modular | RM-53-SL-DR9 | 3 | EAEGDK |  | Indoor (Non-stacked), Indoor (Stacked) | Top light | Sole-Source | DC | 40 | 1.9 | 1.5 |  | 5 | 51.6 in |  | 2022-07-15 |  | Horticultural Lighting Fixture | 45 | 54 | No | TRUE |  | 87 |  |  | 7 | 0 | 80 | 0 | 87 |  | 3.87 | 3.39 | 3.88 | 3.4 | [12 empty] | 22.4 | 22 | 1 |  |  | 0.46 | 25.6 | [7 empty] | 0-10V Other Protocol | Dim to Off | M12 |  |  |  | TRUE |  |  | No | [19 empty] | M12 |  |  |  | TRUE | No | [18 empty] | Horizontal |  | 2024-02-15
Horticultural | H-0000536 | Fluence Bioengineering | Fluence | RAZR Modular | RM-53-S-DR9 | 3 | EAEGDK |  | Indoor (Non-stacked), Indoor (Stacked) | Top light | Sole-Source | DC | 40 | 1.8 | 1.2 |  | 5 | 51.6 in |  | 2022-07-15 |  | Horticultural Lighting Fixture | 45 | 54 | No | TRUE |  | 92 |  |  | 7 | 0 | 84 | 0 | 92 |  | 4.07 | 3.56 | 4.08 | 3.57 | [12 empty] | 22.5 | 23 | 1 |  |  | 0.46 | 25.7 | [7 empty] | 0-10V Other Protocol | Dim to Off | M12 |  |  |  | TRUE |  |  | No | [19 empty] | M12 |  |  |  | TRUE | No | [18 empty] | Horizontal |  | 2024-02-15
Horticultural | H-0000537 | Fluence Bioengineering | Fluence | RAZR Modular | RM-53-S-BW3 | 3 | EAEGDK |  | Indoor (Non-stacked), Indoor (Stacked) | Top light | Sole-Source | DC | 40 | 1.8 | 1.2 |  | 5 | 51.6 in |  | 2022-07-15 |  | Horticultural Lighting Fixture | 45 | 54 | No | TRUE |  | 65 |  |  | 13 | 30 | 22 | 2 | 67 |  | 2.69 | 2.35 | 2.75 | 2.41 | [12 empty] | 24.2 | 24 | 1 |  |  | 0.46 | 27.7 | [7 empty] | 0-10V Other Protocol | Dim to Off | M12 |  |  |  | TRUE |  |  | No | [19 empty] | M12 |  |  |  | TRUE | No | [18 empty] | Horizontal |  | 2024-02-15
Horticultural | H-09KBNQ | Acuity Brands Lighting | Verjure | Pro Series | VPS 3 FRSP [All Voltages] ACL AO [All Options] (field adjustable max output) *field adjustable spatial distribution | 3 | NNNPHX |  | Indoor (Non-stacked), Indoor (Stacked), Greenhouse | Top light | Sole-Source, Supplemental | AC | 35 | 8.4 | 2.79 |  | 5 | 48.0 in |  | 2022-08-01 |  | Horticultural Lighting Fixture | 120 | 480 | No | TRUE | 2.45 | 861 | 90.4 | 860.6 | 145 | 270 | 445 | 14 | [18 empty] | 351 | 351 | 58 | 0.9 | 20 | [9 empty] | 0-10V Other Protocol | Manual Dimming | Flying Leads |  |  |  | TRUE |  |  | No | [17 empty] | TRUE | [6 empty] | No | TRUE | [17 empty] | Horizontal |  | 2045-12-15
Horticultural | H-1J5SYH | Acuity Brands Lighting | Verjure | Pro Series | VPS 3 FRSP [All Voltages] L/Lens AO [All Options] (field adjustable max output) *field adjustable spatial distribution | 3 | NNNPHX |  | Indoor (Non-stacked), Indoor (Stacked), Greenhouse | Top light | Sole-Source, Supplemental | AC | 35 | 8.4 | 2.79 |  | 5 | 48.0 in |  | 2022-08-01 |  | Horticultural Lighting Fixture | 120 | 480 | No | TRUE | 2.6 | 915 | 96.1 | 915.2 | 153 | 287 | 474 | 14 | [18 empty] | 352 | 352 | 58 | 0.9 | 20 | [9 empty] | 0-10V Other Protocol | Manual Dimming | Flying Leads |  |  |  | TRUE |  |  | No | [17 empty] | TRUE | [6 empty] | No | TRUE | [17 empty] | Horizontal |  | 2045-12-15
Horticultural | H-1O8FSE | Shenzhen Number Energy Saving Corporation | NANOLUX |  | LED PAD720 | 3 | FFFKKS | TRUE | Indoor (Non-stacked), Indoor (Stacked), Greenhouse | Top light, Intra-canopy | Sole-Source, Supplemental | AC | 35 | 43.31 | 1.89 |  |  | 44.4 in |  | 2022-08-15 |  |  | 120 | 277 | No | TRUE | 2.9 | 2132 |  |  | 419 | 859 | 855 | 43 | [8 empty] | 2.9 | 2132 | 419 | 859 | 855 | 43 |  |  |  |  | 720 | 720 | 72 | 0.98 | 14 |  |  |  |  | 734.1 | 120 | 0.98 | 13.7 |  | 0-10V IEC60929 Annex E | No | RJ-12 |  |  | TRUE |  |  |  | No | [13 empty] | TRUE | [10 empty] | No |  |  | 0 | 0 | 0 | [15 empty] | 2024-02-28
Horticultural | H-1UB0Y9 | TSRgrow, LLC | TSRgrow | TG-100 | TG-100HVR8-WL3 | 3 | IIIOPD |  | Indoor (Non-stacked), Indoor (Stacked), Greenhouse | Top light | Sole-Source, Supplemental | DC | 40 | 43 | 3.2 |  | 5 | 46.8 in |  | 2022-08-09 |  | Horticultural Lighting Fixture | 240 | 260 | No | TRUE |  | 2628 |  |  | 374 | 1104 | 1149 | 126 |  |  | 2.63 | 2.5 | [14 empty] | 998 | 998 | 0 | 1 |  | 4 | 1055 | AC-derated performance is 94.59% efficiency at 49.88% loading on a 24000W power source at 208V | 4 748.8W fixtures operating at 250V Series-wired with 250 feet of 10 AWG cabling to a 3000W power source limits cabling losses to 0.09% | [5 empty] | 0-10V IEC60929 Annex E, 0-10V ANSI C137.1 (8V), 0-10V ANSI C137.1 (9V), 0-10V Other Protocol, Power Over Ethernet, Ethernet TCP/IP, Ethernet Proprietary | Energy Monitoring, Dim to Off | RJ-11, RJ-12, RJ-45, USB, Flying Leads, Terminal Block | TRUE | TRUE | TRUE | TRUE |  |  | No |  | TRUE | TRUE | TRUE | [8 empty] | TRUE | TRUE |  | TRUE | TRUE | TRUE | TRUE |  |  |  |  | TRUE | Yes | [20 empty] | 2024-02-08
Horticultural | H-47L3QM | Acuity Brands Lighting | Verjure | Pro Series | VPS 4 FRSP [All Voltages] L/Lens [All Options, excluding AO] *field adjustable spatial distribution | 3 | NNNPHX |  | Indoor (Non-stacked), Indoor (Stacked), Greenhouse | Top light | Sole-Source, Supplemental | AC | 35 | 27.4 | 2.79 |  | 5 | 48.0 in |  | 2022-08-01 |  | Horticultural Lighting Fixture | 120 | 480 | No | TRUE | 2.73 | 930 | 0 | 929.9 | 152 | 294 | 483 | 14 | [18 empty] | 340 | 340 | 0 | 0.9 | 20 | [9 empty] | 0-10V Other Protocol, Bluetooth - Manufacturer Specific, Nlight | Dim to Off | Flying Leads, Wireless Radio |  |  |  | TRUE |  |  | No | [8 empty] | TRUE |  |  | Nlight | [5 empty] | TRUE |  |  | TRUE |  |  | TRUE | No | [18 empty] | Horizontal |  | 2045-12-15
Horticultural | H-4JIT3M | TrolMaster Agro Instruments Co., Ltd | ThinkGrow | Horticulture LED Grow Light | MODEL-H Plus | 3 | NNNPJS | TRUE | Indoor (Non-stacked), Indoor (Stacked), Greenhouse | Top light | Supplemental | AC | 40 | 44.6 | 1.6 |  | 5 | 57.6 in | This product has been tested with 8 light bars. Any change to number of light bars will affect QPL listed performance | 2022-09-12 |  | Horticultural Lighting Fixture | 100 | 277 | No | TRUE | 2.8 | 2083 | 0 | 2083 | 315 | 748 | 1021 | 98 | [8 empty] | 2.8 | 2083 | 315 | 748 | 1021 | 98 |  |  |  |  | 720 | 720 | 0 | 0.964 | 8.8 |  |  |  |  | 743.6 | 100 | 0.964 | 8.8 |  | 0-10V Other Protocol | Dim to Off | RS485 |  |  |  | TRUE |  |  | No | [19 empty] | RS485 |  |  |  | TRUE | No | [20 empty] | 2024-06-28
Horticultural | H-63UWP4 | Supreme Energy Technology INC. | SUPREME ENERGY TECHNOLOGY INC | LED GROWTH LIGHT | SETI-GL07E344S[blank][blank,H] | 3 | NNNPJC | TRUE | Indoor (Non-stacked), Indoor (Stacked), Greenhouse | Top light, Intra-canopy | Sole-Source, Supplemental | AC | 35 | 48 | 2.6 |  | 5 | 48.0 in |  | 2022-08-24 |  | Horticultural Lighting Fixture | 120 | 277 | No | TRUE | 2.48 | 1949 |  |  | 346 | 786 | 818 | 116 | [8 empty] | 2.48 | 1949 | 346 | 786 | 818 | 116 |  |  |  |  | 787 | 787 | 0 | 0.999 | 4 |  |  |  |  | 786.6 | 120 | 0.975 | 7.9 |  | 0-10V Other Protocol | Dim to Off | RJ-45 |  |  |  | TRUE |  |  | No | [15 empty] | TRUE | [7 empty] | TRUE | No | [20 empty] | 2024-02-28
Horticultural | H-65ZPIL | UNIVERSELITE CO.,LTD. | Universelite Co.,Ltd. | LED HORTICULTURAL LUMINAIRES | LEDZW630W004A | 3 | NNNPJR | TRUE | Indoor (Non-stacked), Indoor (Stacked) | Top light | Sole-Source, Supplemental | AC | 40 | 44.25 | 2.6 |  | 5 | 46.8 in |  | 2022-09-09 |  | Horticultural Lighting Fixture | 100 | 277 | No | TRUE | 2.78 | 1735 | 0 | 1735 | 268 | 616 | 852 | 80 | [8 empty] | 2.78 | 1735 | 268 | 616 | 852 | 80 |  |  |  |  | 625 | 625 | 0 | 0.993 | 3 |  |  |  |  | 625.1 | 120 | 0.993 | 4.1 |  | 0-10V IEC60929 Annex E | Dim to Off, Manual Dimming | RJ-11 |  |  | TRUE |  |  |  | No | [12 empty] | TRUE | [10 empty] | TRUE | No | TRUE | [19 empty] | 2024-01-26
Horticultural | H-6N582L | Acuity Brands Lighting | Verjure | Pro Series | VPS 6 FRSP [All Voltages] L/Lens AO [All Options] (field adjustable max output) *field adjustable spatial distribution | 3 | NNNPHX |  | Indoor (Non-stacked), Indoor (Stacked), Greenhouse | Top light | Sole-Source, Supplemental | AC | 40 | 43.4 | 2.85 |  | 5 | 48.0 in |  | 2022-08-01 |  | Horticultural Lighting Fixture | 120 | 480 | No | TRUE | 2.67 | 1901 | 199.6 | 1901.1 | 316 | 598 | 987 | 30 | [18 empty] | 711 | 711 | 103.4 | 0.9 | 20 | [9 empty] | 0-10V Other Protocol | Manual Dimming | Flying Leads |  |  |  | TRUE |  |  | No | [17 empty] | TRUE | [6 empty] | No | TRUE | [17 empty] | Horizontal |  | 2045-12-15
Horticultural | H-74LICD | Shenzhen Number Energy Saving Corporation | NANOLUX |  | LED PAD1200 | 3 | NNNPIF | TRUE | Indoor (Non-stacked), Indoor (Stacked), Greenhouse | Top light, Intra-canopy | Sole-Source, Supplemental | AC | 35 | 44.09 | 1.89 |  | 5 | 86.4 in |  | 2022-08-18 |  | Horticultural Lighting Fixture | 120 | 277 | No | TRUE | 2.91 | 3697 |  |  | 672 | 1495 | 1532 | 82 | [8 empty] | 2.91 | 3697 | 672 | 1495 | 1532 | 82 |  |  |  |  | 1200 | 1200 | 120 | 0.987 | 14 |  |  |  |  | 1272 | 120 | 0.987 | 14.6 |  | 0-10V IEC60929 Annex E | No | RJ-12 |  |  | TRUE |  |  |  | No | [13 empty] | TRUE | [10 empty] | No | [20 empty] | 2024-02-28
Horticultural | H-79CNW4 | Supreme Energy Technology INC. | SUPREME ENERGY TECHNOLOGY INC | LED GROWTH LIGHT | SETI-GL10E444S[blank][blank,H] | 3 | NNNPJC | TRUE | Indoor (Non-stacked), Indoor (Stacked), Greenhouse | Top light, Intra-canopy | Sole-Source, Supplemental | AC | 35 | 48 | 2.6 |  | 5 | 48.0 in |  | 2022-08-24 |  | Horticultural Lighting Fixture | 120 | 277 | No | TRUE | 2.44 | 2449 |  |  | 422 | 968 | 1059 | 148 | [8 empty] | 2.44 | 2449 | 422 | 968 | 1059 | 148 |  |  |  |  | 1005 | 1005 | 0 | 0.999 | 4 |  |  |  |  | 1005 | 120 | 0.974 | 7.7 |  | 0-10V Other Protocol | Dim to Off | RJ-45 |  |  |  | TRUE |  |  | No | [15 empty] | TRUE | [7 empty] | TRUE | No | [20 empty] | 2024-02-28
Horticultural | H-7G3M18 | Lighting Solutions Group LLC., dba SpecGradeLED | SpecGradeLED | VERTA | VERTA-6F-A1-V01 | 3 | FFFKJO | TRUE | Indoor (Non-stacked), Indoor (Stacked) | Top light | Sole-Source | AC | 30 | 42.25 | 1.25 |  | 5 | 46.8 in |  | 2022-07-18 |  | Horticultural Lighting Fixture | 120 | 277 | No | TRUE | 2.83 | 2088 | 2088.2 | 2088.2 | 369 | 834 | 845 | 52 | [8 empty] | 2.8 | 2088 | 369 | 834 | 885 | 53 |  |  |  |  | 738 | 722.7 | 722.7 | 0.999 | 2.5 |  |  |  |  | 738.153 | 120 | 0.999 | 2.5 |  | 0-10V IEC60929 Annex E | Dim to Off | Flying Leads |  |  | TRUE |  |  |  | 0 | [17 empty] | TRUE | [5 empty] | TRUE | 0 | [20 empty] | 2024-03-29
Horticultural | H-8PPF7Z | AB Lighting | AB Lighting | Horticultural Luminaire | 001-TL840277300-00 | 3 | UUUVUR | TRUE | Indoor (Non-stacked) | Top light | Sole-Source, Supplemental | AC | 45 | 13.9 | 9.25 |  | 5 | 32.4 in |  | 2022-10-07 |  | Horticultural Lighting Fixture | 100 | 277 | No | TRUE | 2.65 | 2256 | 0 | 2256 | 402 | 973 | 884 | 43 | [8 empty] | 2.65 | 2256 | 402 | 973 | 884 | 43 |  |  |  |  | 840 | 840 | 0 | 0.967 | 7.9 |  |  |  |  | 851.5 | 277 | 0.967 | 7.9 |  | 0-10V IEC60929 Annex E | Dim to Off | RJ-11 |  |  | TRUE |  |  |  | No | [12 empty] | TRUE | [10 empty] | TRUE | No | [20 empty] | 2024-08-22
Horticultural | H-9IO6F5 | Agnetix, Inc. | ZENITH | ZENITH Greenhouse | A3-1200-GHZ4-3[A,G,F][00,50,80,ML] | 3 | EAEGDM | TRUE | Indoor (Non-stacked), Indoor (Stacked), Greenhouse | Top light | Sole-Source, Supplemental | AC | 60 | 3.7 | 5.2 |  | 5 | 48.0 in |  | 2022-08-01 |  | Horticultural Lighting Fixture | 277 | 277 | No | TRUE | 3.28 | 3828 |  |  | 154 | 245 | 3433 | 22 | [8 empty] | 3.28 | 3828 | 154 | 245 | 3433 | 22 |  |  |  |  | 1200 | 1168 | 8 | 0.97 | 7 |  |  |  |  | 1167.7 | 277 | 0.97 | 7.8 |  | Power Over Ethernet, Ethernet TCP/IP, Ethernet Proprietary, Bacnet, Rest API | Energy Monitoring, Dim to Off | RJ-45, USB | [6 empty] | No |  | TRUE | TRUE | TRUE | Bacnet, Rest API | [10 empty] | TRUE | TRUE | [6 empty] | TRUE | Yes |  | TRUE | 20 | 48 | 65 | up to 30% glycol | 34 | 34 | 35 | 35 | 1.5 | 1.5 | 48 | 48 | 1.5 | 1.6 |  |  |  |  | 2024-02-20
Horticultural | H-AGQZJ0 | HortiBest | HortiBest | Moray-T18 Grow Light | MO-T-18A11 K14 23 D1 | 3 | NNNPIA | TRUE | Indoor (Non-stacked), Indoor (Stacked) | Top light | Sole-Source | AC | 45 | 1.22 | 1.5 |  | 5 | 44.4 in |  | 2022-08-15 |  | Horticultural Lighting Fixture | 120 | 277 | No | TRUE | 2.45 | 44 | 0 | 43.9 | 13 | 15 | 16 | 2 | [8 empty] | 2.45 | 44 | 13 | 15 | 16 | 2 |  |  |  |  | 18 | 18 | 0 | 0.928 | 12.3 |  |  |  |  | 17.92 | 120 | 0.928 | 12.3 |  | 0-10V ANSI C137.1 (8V), 0-10V ANSI C137.1 (9V) | Dim to Off, Manual Dimming | RJ-14 | TRUE | TRUE |  |  |  |  | No | [14 empty] | TRUE | [8 empty] | TRUE | No | TRUE | [19 empty] | 2024-03-11
Horticultural | H-APZJ12 | Acuity Brands Lighting | Verjure | Pro Series | VPS 3 FRSP [All Voltages] L/Lens [All Options, excluding AO] *field adjustable spatial distribution | 3 | NNNPHX | TRUE | Indoor (Non-stacked), Indoor (Stacked), Greenhouse | Top light | Sole-Source, Supplemental | AC | 35 | 8.4 | 2.79 |  | 5 | 48.0 in | PPID corresponds to modules pointing at nadir | 2022-08-01 |  | Horticultural Lighting Fixture | 120 | 480 | No | TRUE | 2.6 | 915 | 0 | 915.2 | 153 | 287 | 474 | 14 | [8 empty] | 2.57 | 915 | 153 | 287 | 474 | 14 |  |  |  |  | 352 | 352 | 0 | 0.9 | 20 |  |  |  |  | 355.84 | 120 | 0.965 | 10.7 |  | 0-10V Other Protocol, Bluetooth - Manufacturer Specific, Nlight | Dim to Off | Flying Leads, Wireless Radio |  |  |  | TRUE |  |  | No | [8 empty] | TRUE |  |  | Nlight | [5 empty] | TRUE |  |  | TRUE |  |  | TRUE | No | [18 empty] | Horizontal |  | 2045-12-15
Horticultural | H-DXGP07 | Acuity Brands Lighting | Verjure | Pro Series | VPS 4 FRSP [All Voltages] ACL AO [All Options] (field adjustable max output) *field adjustable spatial distribution | 3 | NNNPHX |  | Indoor (Non-stacked), Indoor (Stacked), Greenhouse | Top light | Sole-Source, Supplemental | AC | 35 | 27.4 | 2.79 |  | 5 | 48.0 in |  | 2022-08-01 |  | Horticultural Lighting Fixture | 120 | 480 | No | TRUE | 2.61 | 885 | 92.9 | 885.1 | 145 | 280 | 460 | 14 | [18 empty] | 339 | 339 | 57.8 | 0.9 | 20 | [9 empty] | 0-10V Other Protocol | Manual Dimming | Flying Leads |  |  |  | TRUE |  |  | No | [17 empty] | TRUE | [6 empty] | No | TRUE | [17 empty] | Horizontal |  | 2045-12-15
Horticultural | H-E5VB97 | Acuity Brands Lighting | Verjure | Pro Series | VPS 3 FRSP [All Voltages] ACL [All Options, excluding AO] *field adjustable spatial distribution | 3 | NNNPHX | TRUE | Indoor (Non-stacked), Indoor (Stacked), Greenhouse | Top light | Sole-Source, Supplemental | AC | 35 | 8.4 | 2.79 |  | 5 | 48.0 in | PPID corresponds to modules pointing at nadir | 2022-08-01 |  | Horticultural Lighting Fixture | 120 | 480 | No | TRUE | 2.45 | 861 | 0 | 860.6 | 145 | 270 | 445 | 14 | [8 empty] | 2.39 | 850 | 145 | 270 | 445 | 14 |  |  |  |  | 351 | 351 | 0 | 0.9 | 20 |  |  |  |  | 355.05 | 120 | 0.965 | 11.7 |  | 0-10V Other Protocol, Bluetooth - Manufacturer Specific, Nlight | Dim to Off | Flying Leads, Wireless Radio |  |  |  | TRUE |  |  | No | [8 empty] | TRUE |  |  | Nlight | [5 empty] | TRUE |  |  | TRUE |  |  | TRUE | No | [18 empty] | Horizontal |  | 2045-12-15
Horticultural | H-GMO3XU | Acuity Brands Lighting | Verjure | Pro Series | VPS 4 FRSP [All Voltages] ACL [All Options, excluding AO] *field adjustable spatial distribution | 3 | NNNPHX |  | Indoor (Non-stacked), Indoor (Stacked), Greenhouse | Top light | Sole-Source, Supplemental | AC | 35 | 27.4 | 2.79 |  | 5 | 48.0 in |  | 2022-08-01 |  | Horticultural Lighting Fixture | 120 | 480 | No | TRUE | 2.61 | 885 | 0 | 885.1 | 145 | 280 | 460 | 14 | [18 empty] | 339 | 339 | 0 | 0.9 | 20 | [9 empty] | 0-10V Other Protocol, Bluetooth - Manufacturer Specific, Nlight | Dim to Off | Flying Leads, Wireless Radio |  |  |  | TRUE |  |  | No | [8 empty] | TRUE |  |  | Nlight | [5 empty] | TRUE |  |  | TRUE |  |  | TRUE | No | [18 empty] | Horizontal |  | 2045-12-15
Horticultural | H-H68S2E | GML Solutions Ltd. | Grand Master LEDs | TARANTULA LONG LEG | GMLL700W1I800P4 | 3 | NNNPHZ | TRUE | Indoor (Non-stacked), Indoor (Stacked) | Top light | Sole-Source | AC | 40 | 43.86 | 4 |  | 5 | 44.4 in |  | 2022-08-11 |  | Horticultural Lighting Fixture | 100 | 277 | Yes | TRUE | 2.77 | 2041 |  |  | 358 | 783 | 900 | 191 | [8 empty] | 2.77 | 2041 | 358 | 783 | 900 | 191 |  |  |  |  | 736 | 736 | 0 | 0.996 | 5 |  |  |  |  | 736.1 | 120 | 0.954 | 7.9 |  | 0-10V IEC60929 Annex E | Dim to Off, Manual Dimming | RJ-14 |  |  | TRUE |  |  |  | No | [14 empty] | TRUE | [8 empty] | TRUE | No | TRUE | [19 empty] | 2024-02-26
Horticultural | H-JANOY9 | Megaphoton Inc. | Megaphoton | LED Top Lighting | ML-TYN6600A | 3 | PPPUBJ | TRUE | Indoor (Non-stacked) | Top light | Sole-Source | AC | 35 | 42.8 | 1.26 |  |  | 46.8 in |  | 2022-10-13 |  | Horticultural Lighting Fixture | 120 | 277 | No | TRUE | 2.55 | 1710 |  |  | 307 | 706 | 699 | 43 | [8 empty] | 2.549 | 1710 | 306.5 | 706.3 | 699.1 | 43.03 |  |  |  |  | 671 | 671 | 0 | 0.99 | 5 |  |  |  |  | 671.1 | 120 | 0.99 | 5 |  | 0-10V Other Protocol | Dim to Off | Terminal Block |  |  |  | TRUE |  |  | No | [18 empty] | TRUE |  |  |  |  | TRUE | No | [18 empty] | Horizontal |  | 2024-10-28
Horticultural | H-JD7HUG | Agnetix, Inc. | ZENITH | ZENITH Double Density | A3-1200-DDZ4-3[A,G,F][00,50,80,ML] | 3 | EAEGDM | TRUE | Indoor (Non-stacked), Indoor (Stacked), Greenhouse | Top light | Sole-Source, Supplemental | AC | 60 | 3.7 | 5.2 |  | 5 | 48.0 in |  | 2022-08-01 |  | Horticultural Lighting Fixture | 277 | 277 | No | TRUE | 2.32 | 2740 |  |  | 497 | 1170 | 1092 | 43 | [8 empty] | 2.32 | 2740 | 497 | 1170 | 1092 | 43 |  |  |  |  | 1200 | 1178 | 8 | 0.971 | 7 |  |  |  |  | 1178.9 | 277 | 0.971 | 7.8 |  | Power Over Ethernet, Ethernet TCP/IP, Ethernet Proprietary, Bacnet, Rest API | Energy Monitoring, Dim to Off | RJ-45, USB | [6 empty] | No |  | TRUE | TRUE | TRUE | Bacnet, Rest API | [10 empty] | TRUE | TRUE | [6 empty] | TRUE | Yes |  | TRUE | 20 | 48 | 65 | up to 30% glycol | 36 | 36 | 38 | 38 | 1.5 | 1.5 | 48 | 48 | 1.5 | 1.6 |  |  |  |  | 2024-02-20
Horticultural | H-JDW69R | Supreme Energy Technology INC. | SUPREME ENERGY TECHNOLOGY INC | LED GROWTH LIGHT | SETI-GL12E546S[blank][blank,H] | 3 | NNNPJC |  | Indoor (Non-stacked), Indoor (Stacked), Greenhouse | Top light, Intra-canopy | Sole-Source, Supplemental | AC | 35 | 48 | 2.6 |  | 5 | 72.0 in |  | 2022-08-24 |  | Horticultural Lighting Fixture | 120 | 277 | No | TRUE | 2.45 | 3107 |  |  | 518 | 1226 | 1362 | 194 | [18 empty] | 1267 | 1267 | 0 | 0.999 | 4 | [9 empty] | 0-10V Other Protocol | Dim to Off | RJ-45 |  |  |  | TRUE |  |  | No | [15 empty] | TRUE | [7 empty] | TRUE | No | [20 empty] | 2024-02-28
Horticultural | H-KL980N | SINOWELL INC | FLEXSTAR | Electronic horticultural LED flxture | FLEXSTAR 720W PRO/277-480V | 3 | NNNPCI | TRUE | Indoor (Non-stacked), Indoor (Stacked), Greenhouse | Top light, Intra-canopy | Sole-Source, Supplemental | AC | 35 | 47.8 | 4.2 |  | 5 | 66.0 in |  | 2022-10-06 |  |  | 277 | 480 | No | TRUE | 2.8 | 2063 |  |  | 454 | 840 | 770 | 44 | [8 empty] | 2.8 | 2063 | 454 | 840 | 770 | 44 |  |  |  |  | 720 | 720 | 0 | 0.9 | 20 |  |  |  |  | 737.1 | 277 | 0.956 | 10.2 |  | 0-10V IEC60929 Annex E, 0-10V ANSI C137.1 (8V), 0-10V ANSI C137.1 (9V) | Dim to Off, Manual Dimming | RJ-11, RJ-12 | TRUE | TRUE | TRUE |  |  |  | No | [12 empty] | TRUE | TRUE | [9 empty] | TRUE | No | TRUE | [19 empty] | 2024-02-09
Horticultural | H-KNYRD8 | Green Amber (Canada) Corp. | Green Amber (Canada) Corp | LED-ONE Cannabis Grow Light | LED-ONE | 3 | NNNPJU | TRUE | Indoor (Non-stacked), Indoor (Stacked), Greenhouse | Top light, Intra-canopy | Sole-Source, Supplemental | AC | 40 | 41.93 | 3.03 |  | 5 | 43.2 in |  | 2022-09-16 |  | Horticultural Lighting Fixture | 100 | 277 | No | TRUE | 2.75 | 2015 |  |  | 394 | 705 | 917 | 47 | [8 empty] | 2.75 | 2015 | 394 | 705 | 917 | 47 |  |  |  |  | 733 | 733 | 0 | 0.998 | 5 |  |  |  |  | 732.5 | 120 | 0.958 | 10.2 |  | 0-10V ANSI C137.1 (9V) | Dim to Off | M12 |  | TRUE |  |  |  |  | No | [19 empty] | M12 |  |  |  | TRUE | No | [20 empty] | 2024-02-07
Horticultural | H-M1H34K | GML Solutions Ltd. | Grand Master LEDs | MASTER 6V | GMLL640W1I650H9 | 3 | NNNPHO | TRUE | Indoor (Non-stacked), Indoor (Stacked) | Top light | Sole-Source | AC | 40 | 43.86 | 4 |  | 5 | 44.4 in |  | 2022-07-19 |  | Horticultural Lighting Fixture | 100 | 277 | No | TRUE | 2.71 | 1815 |  |  | 502 | 835 | 478 | 30 | [8 empty] | 2.71 | 1815 | 502 | 835 | 478 | 30 |  |  |  |  | 671 | 671 | 0 | 0.996 | 7 |  |  |  |  | 670.8 | 120 | 0.963 | 8.1 |  | 0-10V IEC60929 Annex E | Dim to Off, Manual Dimming | RJ-14 |  |  | TRUE |  |  |  | No | [14 empty] | TRUE | [8 empty] | TRUE | No | TRUE | [19 empty] | 2024-02-26
Horticultural | H-NE5U7K | HLG | Horticulture Lighting Group | HLG 250 VEG PRO HV | HLG 250 VEG PRO HV | 3 | NNNPHP | TRUE | Indoor (Non-stacked), Indoor (Stacked) | Top light | Sole-Source | AC | 32 | 9.5 | 3.25 |  | 5 | 34.8 in |  | 2022-07-19 |  | Horticultural Lighting Fixture | 240 | 277 | No | TRUE | 2.68 | 596 |  |  | 131 | 257 | 212 | 10 | [8 empty] | 2.68 | 595 | 131 | 257 | 212 | 10 |  |  |  |  | 222 | 222 | 0 | 0.97 | 6 |  |  |  |  | 221.96 | 240 | 0.951 | 7.2 |  | 0-10V Other Protocol | Dim to Off | RJ-11 |  |  |  | TRUE |  |  | No | [12 empty] | TRUE | [10 empty] | TRUE | No | [20 empty] | 2024-03-13
Horticultural | H-SEV2YK | Acuity Brands Lighting | Verjure | Pro Series | VPS 4 FRSP [All Voltages] L/Lens AO [All Options] (field adjustable max output) *field adjustable spatial distribution | 3 | NNNPHX |  | Indoor (Non-stacked), Indoor (Stacked), Greenhouse | Top light | Sole-Source, Supplemental | AC | 35 | 27.4 | 2.79 |  | 5 | 48.0 in |  | 2022-08-01 |  | Horticultural Lighting Fixture | 120 | 480 | No | TRUE | 2.73 | 930 | 97.6 | 929.9 | 152 | 294 | 483 | 14 | [18 empty] | 340 | 340 | 57.8 | 0.9 | 20 | [9 empty] | 0-10V Other Protocol | Manual Dimming | Flying Leads |  |  |  | TRUE |  |  | No | [17 empty] | TRUE | [6 empty] | No | TRUE | [17 empty] | Horizontal |  | 2045-12-15
Horticultural | H-SH2DYI | Acuity Brands Lighting | Verjure | Pro Series | VPS 6 FRSP [All Voltages] ACL [All Options, excluding AO] *field adjustable spatial distribution | 3 | NNNPHX |  | Indoor (Non-stacked), Indoor (Stacked), Greenhouse | Top light | Sole-Source, Supplemental | AC | 40 | 43.4 | 2.85 |  | 5 | 48.0 in |  | 2022-08-01 |  | Horticultural Lighting Fixture | 120 | 480 | No | TRUE | 2.54 | 1801 | 0 | 1801.3 | 301 | 567 | 933 | 30 | [18 empty] | 710 | 710 | 0 | 0.9 | 20 | [9 empty] | 0-10V Other Protocol, Bluetooth - Manufacturer Specific, Nlight | Dim to Off | Flying Leads, Wireless Radio |  |  |  | TRUE |  |  | No | [8 empty] | TRUE |  |  | Nlight | [5 empty] | TRUE |  |  | TRUE |  |  | TRUE | No | [18 empty] | Horizontal |  | 2045-12-15
Horticultural | H-SW5O1C | HortiBest | HortiBest | Shark-2000 Grow Light | SH-X-660A SRG 30 D1 | 3 | NNNPJP | TRUE | Indoor (Non-stacked), Greenhouse | Top light | Sole-Source, Supplemental | AC | 45 | 5.1 | 7.9 |  | 5 | 58.8 in |  | 2022-09-01 |  | Horticultural Lighting Fixture | 120 | 277 | No | TRUE | 2.91 | 1922 | 0 | 1922 | 466 | 585 | 872 | 25 | [8 empty] | 2.91 | 1922 | 466 | 585 | 872 | 25 |  |  |  |  | 660 | 660 | 0 | 0.976 | 11.5 |  |  |  |  | 660.2 | 120 | 0.976 | 11.5 |  | 0-10V ANSI C137.1 (8V), 0-10V ANSI C137.1 (9V) | Dim to Off, Manual Dimming | RJ-14 | TRUE | TRUE |  |  |  |  | No | [14 empty] | TRUE | [8 empty] | TRUE | No | TRUE | [19 empty] | 2024-02-26
Horticultural | H-TA1X3L | Acuity Brands Lighting | Verjure | Pro Series | VPS 6 FRSP [All Voltages] ACL AO [All Options] (field adjustable max output) *field adjustable spatial distribution | 3 | NNNPHX |  | Indoor (Non-stacked), Indoor (Stacked), Greenhouse | Top light | Sole-Source, Supplemental | AC | 40 | 43.4 | 2.85 |  | 5 | 48.0 in |  | 2022-08-01 |  | Horticultural Lighting Fixture | 120 | 480 | No | TRUE | 2.54 | 1801 | 189.1 | 1801.3 | 301 | 567 | 933 | 30 | [18 empty] | 710 | 710 | 103.4 | 0.9 | 20 | [9 empty] | 0-10V Other Protocol | Manual Dimming | Flying Leads |  |  |  | TRUE |  |  | No | [17 empty] | TRUE | [6 empty] | No | TRUE | [17 empty] | Horizontal |  | 2045-12-15
Horticultural | H-TYLUN8 | UNIVERSELITE CO.,LTD. | Universelite Co.,Ltd. | LED HORTICULTURAL LUMINAIRES | LEDZW800W004A | 3 | NNNPJR |  | Indoor (Non-stacked), Indoor (Stacked) | Top light | Sole-Source, Supplemental | AC | 40 | 44.25 | 2.6 |  | 5 | 46.8 in |  | 2022-09-09 |  | Horticultural Lighting Fixture | 100 | 277 | No | TRUE | 2.67 | 2147 | 0 | 2147 | 332 | 765 | 1050 | 97 | [18 empty] | 806 | 806 | 0 | 0.971 | 11 | [9 empty] | 0-10V IEC60929 Annex E | Dim to Off, Manual Dimming | RJ-11 |  |  | TRUE |  |  |  | No | [12 empty] | TRUE | [10 empty] | TRUE | No | TRUE | [19 empty] | 2024-01-26
Horticultural | H-XNO450 | UNIVERSELITE CO.,LTD. | Universelite Co.,Ltd. | LED HORTICULTURAL LUMINAIRES | LEDZW960W004A | 3 | NNNPJR | TRUE | Indoor (Non-stacked), Indoor (Stacked) | Top light | Sole-Source, Supplemental | AC | 40 | 44.25 | 2.6 |  | 5 | 46.8 in |  | 2022-09-09 |  | Horticultural Lighting Fixture | 100 | 277 | No | TRUE | 2.59 | 2463 | 0 | 2463 | 378 | 877 | 1208 | 110 | [8 empty] | 2.59 | 2463 | 378 | 877 | 1208 | 110 |  |  |  |  | 951 | 951 | 0 | 0.983 | 2 |  |  |  |  | 950.5 | 120 | 0.983 | 1.7 |  | 0-10V IEC60929 Annex E | Dim to Off, Manual Dimming | RJ-11 |  |  | TRUE |  |  |  | No | [12 empty] | TRUE | [10 empty] | TRUE | No | TRUE | [19 empty] | 2024-01-26
Horticultural | H-Z7UA2L | TSRgrow, LLC | TSRgrow | TG-100 | TG-100HVR6-WL3 | 3 | IIIOPD | TRUE | Indoor (Non-stacked), Indoor (Stacked), Greenhouse | Top light | Sole-Source, Supplemental | DC | 40 | 43 | 3.2 |  | 5 | 46.8 in |  | 2022-08-09 |  | Horticultural Lighting Fixture | 240 | 260 | No | TRUE |  | 1972 |  |  | 285 | 826 | 859 | 95 |  |  | 2.63 | 2.5 | [5 empty] | 1972 | 285 | 826 | 859 | 95 |  |  | 2.63 |  | 749 | 749 | 0 | 1 |  | 3 | 792 | AC-derated performance is 94.59% efficiency at 49.88% loading on a 24000W power source at 208V | 4 748.8W fixtures operating at 250V Series-wired with 250 feet of 10 AWG cabling to a 3000W power source limits cabling losses to 0.09% | 748.8 | 241.56 | 0.988 | 20 | 3.1 | 0-10V IEC60929 Annex E, 0-10V ANSI C137.1 (8V), 0-10V ANSI C137.1 (9V), 0-10V Other Protocol, Power Over Ethernet, Ethernet TCP/IP, Ethernet Proprietary | Energy Monitoring, Dim to Off | RJ-11, RJ-12, RJ-45, USB, Flying Leads, Terminal Block | TRUE | TRUE | TRUE | TRUE |  |  | No |  | TRUE | TRUE | TRUE | [8 empty] | TRUE | TRUE |  | TRUE | TRUE | TRUE | TRUE |  |  |  |  | TRUE | Yes | [20 empty] | 2024-02-08
Horticultural | H-Z9G4WB | Hawthorne Gardening Company | Gavita | Gavita® Pro RS 2400e LED 120-277 V | HGC906052 | 3 | FFFKJQ | TRUE | Indoor (Non-stacked), Greenhouse | Top light | Sole-Source, Supplemental | AC | 50 | 43.25 | 3.3 |  | 5 | 44.4 in |  | 2022-07-22 |  | Horticultural Lighting Fixture | 208 | 277 | No | TRUE | 3.01 | 2433 |  |  | 488 | 854 | 1106 | 26 | [8 empty] | 3.01 | 2433 | 488 | 854 | 1106 | 26 |  |  |  |  | 810 | 810 | 0.8 | 0.99 | 8 |  |  |  |  | 809.53 | 208 | 0.99 | 7.5 |  | 0-10V Other Protocol, 0-10V EIA-485 | Energy Monitoring, Dim to Off | RJ-45 |  |  |  | TRUE |  |  | No |  |  |  |  | 0-10V EIA-485 | [10 empty] | TRUE | [7 empty] | TRUE | Yes | [18 empty] | Horizontal |  | 2024-02-16
Horticultural | H-ZW2AQP | Acuity Brands Lighting | Verjure | Pro Series | VPS 6 FRSP [All Voltages] L/Lens [All Options, excluding AO] *field adjustable spatial distribution | 3 | NNNPHX |  | Indoor (Non-stacked), Indoor (Stacked), Greenhouse | Top light | Sole-Source, Supplemental | AC | 40 | 43.4 | 2.85 |  | 5 | 48.0 in |  | 2022-08-01 |  | Horticultural Lighting Fixture | 120 | 480 | No | TRUE | 2.67 | 1901 | 0 | 1901.1 | 316 | 598 | 987 | 30 | [18 empty] | 711 | 711 | 0 | 0.9 | 20 | [9 empty] | 0-10V Other Protocol, Bluetooth - Manufacturer Specific, Nlight | Dim to Off | Flying Leads, Wireless Radio |  |  |  | TRUE |  |  | No | [8 empty] | TRUE |  |  | Nlight | [5 empty] | TRUE |  |  | TRUE |  |  | TRUE | No | [18 empty] | Horizontal |  | 2045-12-15
Horticultural | H-0000508 | Fluence Bioengineering | Fluence | RAZR Modular | RM-44-SL-BW3 | 3 | EAEGDK | TRUE | Indoor (Non-stacked), Indoor (Stacked) | Top light | Sole-Source | DC | 40 | 1.9 | 1.5 |  | 5 | 43.2 in |  | 2022-07-15 |  | Horticultural Lighting Fixture | 45 | 54 | No | TRUE |  | 64 |  |  | 13 | 29 | 21 | 2 | 66 |  | 2.64 | 2.31 | 2.73 | 2.39 |  |  |  | 63 | 13 | 29 | 21 | 2 | 66 |  | 2.61 | 2.702 | 24.02 | 24 | 1 |  | 20 | 0.46 | 27.5 | AC-derated performance is 88.92% efficiency at 99.97% loading on a 600W power source at Powerland FLU600-SMT-54M V | 6 24W fixtures operating at 54V Parallel-wired with 5.5 feet of 18 AWG cabling to a 300W power source limits cabling losses to 0.87% | 24.24 | 52.38 | 0.905 | 20 | 462.7 | 0-10V Other Protocol | Dim to Off | M12 |  |  |  | TRUE |  |  | No | [19 empty] | M12 |  |  |  | TRUE | No | [18 empty] | Horizontal |  | 2024-02-15
Horticultural | H-0000509 | Fluence Bioengineering | Fluence | RAZR Modular | RM-44-SL-BW4 | 3 | EAEGDK | TRUE | Indoor (Non-stacked), Indoor (Stacked) | Top light | Sole-Source | DC | 40 | 1.9 | 1.5 |  | 5 | 43.2 in |  | 2022-07-15 |  | Horticultural Lighting Fixture | 45 | 54 | No | TRUE |  | 62 |  |  | 11 | 25 | 25 | 1 | 63 |  | 2.83 | 2.48 | 2.89 | 2.53 |  |  |  | 59 | 11 | 25 | 25 | 1 | 63 |  | 2.71 | 2.889 | 21.9 | 22 | 1 |  | 20 | 0.46 | 25 | AC-derated performance is 88.92% efficiency at 99.97% loading on a 600W power source at Powerland FLU600-SMT-54M V | 6 24W fixtures operating at 54V Parallel-wired with 5.5 feet of 18 AWG cabling to a 300W power source limits cabling losses to 0.87% | 21.91 | 47.36 | 0.904 | 20 | 462.8 | 0-10V Other Protocol | Dim to Off | M12 |  |  |  | TRUE |  |  | No | [19 empty] | M12 |  |  |  | TRUE | No | [18 empty] | Horizontal |  | 2024-02-15
Horticultural | H-0000510 | Fluence Bioengineering | Fluence | RAZR Modular | RM-44-S-BW4 | 3 | EAEGDK |  | Indoor (Non-stacked), Indoor (Stacked) | Top light | Sole-Source | DC | 40 | 1.8 | 1.2 |  | 5 | 43.2 in |  | 2022-07-15 |  | Horticultural Lighting Fixture | 45 | 54 | No | TRUE |  | 66 |  |  | 12 | 27 | 27 | 2 | 67 |  | 3 | 2.63 | 3.06 | 2.68 | [12 empty] | 21.9 | 22 | 1 |  |  | 0.46 | 25 | [7 empty] | 0-10V Other Protocol | Dim to Off | M12 |  |  |  | TRUE |  |  | No | [19 empty] | M12 |  |  |  | TRUE | No | [18 empty] | Horizontal |  | 2024-02-15
Horticultural | H-0000511 | Fluence Bioengineering | Fluence | RAZR Modular | RM-44-SL-BP6 | 3 | EAEGDK | TRUE | Indoor (Non-stacked), Indoor (Stacked) | Top light | Sole-Source | DC | 40 | 1.9 | 1.5 |  | 5 | 43.2 in |  | 2022-07-15 |  | Horticultural Lighting Fixture | 45 | 54 | No | TRUE |  | 73 |  |  | 9 | 17 | 47 | 1 | 74 |  | 3.28 | 2.87 | 3.31 | 2.9 |  |  |  | 72 | 9 | 17 | 47 | 1 | 74 |  | 3.24 | 3.303 | 22.2 | 22 | 1 |  | 20 | 0.46 | 25.4 | AC-derated performance is 88.92% efficiency at 99.97% loading on a 600W power source at Powerland FLU600-SMT-54M V | 6 24W fixtures operating at 54V Parallel-wired with 5.5 feet of 18 AWG cabling to a 300W power source limits cabling losses to 0.87% | 22.25 | 48.09 | 0.9 | 20 | 462.8 | 0-10V Other Protocol | Dim to Off | M12 |  |  |  | TRUE |  |  | No | [19 empty] | M12 |  |  |  | TRUE | No | [18 empty] | Horizontal |  | 2024-02-15
Horticultural | H-0000512 | Fluence Bioengineering | Fluence | RAZR Modular | RM-44-S-BP6 | 3 | EAEGDK |  | Indoor (Non-stacked), Indoor (Stacked) | Top light | Sole-Source | DC | 40 | 1.8 | 1.2 |  | 5 | 43.2 in |  | 2022-07-15 |  | Horticultural Lighting Fixture | 45 | 54 | No | TRUE |  | 77 |  |  | 10 | 18 | 49 | 1 | 78 |  | 3.45 | 3.02 | 3.49 | 3.05 | [12 empty] | 22.2 | 22 | 1 |  |  | 0.46 | 25.4 | [7 empty] | 0-10V Other Protocol | Dim to Off | M12 |  |  |  | TRUE |  |  | No | [19 empty] | M12 |  |  |  | TRUE | No | [18 empty] | Horizontal |  | 2024-02-15
Horticultural | H-0000513 | Fluence Bioengineering | Fluence | RAZR Modular | RM-44-SL-BP8 | 3 | EAEGDK | TRUE | Indoor (Non-stacked), Indoor (Stacked) | Top light | Sole-Source | DC | 40 | 1.9 | 1.5 |  | 5 | 43.2 in |  | 2022-07-15 |  | Horticultural Lighting Fixture | 45 | 54 | No | TRUE |  | 85 |  |  | 7 | 10 | 68 | 1 | 85 |  | 3.67 | 3.21 | 3.69 | 3.23 |  |  |  | 85 | 7 | 10 | 68 | 1 | 85 |  | 3.67 | 3.693 | 23.1 | 23 | 1 |  | 20 | 0.46 | 26.4 | AC-derated performance is 88.92% efficiency at 99.97% loading on a 600W power source at Powerland FLU600-SMT-54M V | 6 24W fixtures operating at 54V Parallel-wired with 5.5 feet of 18 AWG cabling to a 300W power source limits cabling losses to 0.87% | 23.1 | 50.13 | 0.904 | 20 | 462.7 | 0-10V Other Protocol | Dim to Off | M12 |  |  |  | TRUE |  |  | No | [19 empty] | M12 |  |  |  | TRUE | No | [18 empty] | Horizontal |  | 2024-02-15
Horticultural | H-0000514 | Fluence Bioengineering | Fluence | RAZR Modular | RM-44-S-BP8 | 3 | EAEGDK |  | Indoor (Non-stacked), Indoor (Stacked) | Top light | Sole-Source | DC | 40 | 1.8 | 1.2 |  | 5 | 43.2 in |  | 2022-07-15 |  | Horticultural Lighting Fixture | 45 | 54 | No | TRUE |  | 89 |  |  | 7 | 11 | 72 | 1 | 90 |  | 3.85 | 3.37 | 3.88 | 3.4 | [12 empty] | 23.2 | 23 | 1 |  |  | 0.46 | 26.5 | [7 empty] | 0-10V Other Protocol | Dim to Off | M12 |  |  |  | TRUE |  |  | No | [19 empty] | M12 |  |  |  | TRUE | No | [18 empty] | Horizontal |  | 2024-02-15
Horticultural | H-0000515 | Fluence Bioengineering | Fluence | RAZR Modular | RM-44-SL-DR9 | 3 | EAEGDK | TRUE | Indoor (Non-stacked), Indoor (Stacked) | Top light | Sole-Source | DC | 40 | 1.9 | 1.5 |  | 5 | 43.2 in |  | 2022-07-15 |  | Horticultural Lighting Fixture | 45 | 54 | No | TRUE |  | 87 |  |  | 7 | 0 | 80 | 0 | 87 |  | 3.87 | 3.39 | 3.88 | 3.4 |  |  |  | 87 | 7 | 0 | 80 | 0 | 87 |  | 3.87 | 3.884 | 22.4 | 22 | 1 |  |  | 0.46 | 25.6 | AC-derated performance is 88.92% efficiency at 99.97% loading on a 600W power source at Powerland FLU600-SMT-54M V | 6 24W fixtures operating at 54V Parallel-wired with 5.5 feet of 18 AWG cabling to a 300W power source limits cabling losses to 0.87% | 22.4 | 48.44 | 0.904 | 16.4 | 462.7 | 0-10V Other Protocol | Dim to Off | M12 |  |  |  | TRUE |  |  | No | [19 empty] | M12 |  |  |  | TRUE | No | [18 empty] | Horizontal |  | 2024-02-15
Horticultural | H-0000516 | Fluence Bioengineering | Fluence | RAZR Modular | RM-44-S-DR9 | 3 | EAEGDK |  | Indoor (Non-stacked), Indoor (Stacked) | Top light | Sole-Source | DC | 40 | 1.8 | 1.2 |  | 5 | 43.2 in |  | 2022-07-15 |  | Horticultural Lighting Fixture | 45 | 54 | No | TRUE |  | 92 |  |  | 7 | 0 | 84 | 0 | 92 |  | 4.07 | 3.56 | 4.08 | 3.57 | [12 empty] | 22.5 | 23 | 1 |  |  | 0.46 | 25.7 | [7 empty] | 0-10V Other Protocol | Dim to Off | M12 |  |  |  | TRUE |  |  | No | [19 empty] | M12 |  |  |  | TRUE | No | [18 empty] | Horizontal |  | 2024-02-15
Horticultural | H-0000517 | Fluence Bioengineering | Fluence | RAZR Modular | RM-44-S-BW3 | 3 | EAEGDK |  | Indoor (Non-stacked), Indoor (Stacked) | Top light | Sole-Source | DC | 40 | 1.8 | 1.2 |  | 5 | 43.2 in |  | 2022-07-15 |  | Horticultural Lighting Fixture | 45 | 54 | No | TRUE |  | 65 |  |  | 13 | 30 | 22 | 2 | 67 |  | 2.69 | 2.35 | 2.75 | 2.41 | [12 empty] | 24.2 | 24 | 1 |  |  | 0.46 | 27.7 | [7 empty] | 0-10V Other Protocol | Dim to Off | M12 |  |  |  | TRUE |  |  | No | [19 empty] | M12 |  |  |  | TRUE | No | [18 empty] | Horizontal |  | 2024-02-15
Horticultural | H-0000518 | Fluence Bioengineering | Fluence | RAZR Modular | RM-48-SL-BW3 | 3 | EAEGDK |  | Indoor (Non-stacked), Indoor (Stacked) | Top light | Sole-Source | DC | 40 | 1.9 | 1.5 |  | 5 | 45.6 in |  | 2022-07-15 |  | Horticultural Lighting Fixture | 45 | 54 | No | TRUE |  | 64 |  |  | 13 | 29 | 21 | 2 | 66 |  | 2.64 | 2.31 | 2.73 | 2.39 | [12 empty] | 24.02 | 24 | 1 |  |  | 0.46 | 27.5 | [7 empty] | 0-10V Other Protocol | Dim to Off | M12 |  |  |  | TRUE |  |  | No | [19 empty] | M12 |  |  |  | TRUE | No | [18 empty] | Horizontal |  | 2024-02-15
Horticultural | H-0000519 | Fluence Bioengineering | Fluence | RAZR Modular | RM-48-SL-BW4 | 3 | EAEGDK |  | Indoor (Non-stacked), Indoor (Stacked) | Top light | Sole-Source | DC | 40 | 1.9 | 1.5 |  | 5 | 45.6 in |  | 2022-07-15 |  | Horticultural Lighting Fixture | 45 | 54 | No | TRUE |  | 62 |  |  | 11 | 25 | 25 | 1 | 63 |  | 2.83 | 2.48 | 2.89 | 2.53 | [12 empty] | 21.9 | 22 | 1 |  |  | 0.46 | 25 | [7 empty] | 0-10V Other Protocol | Dim to Off | M12 |  |  |  | TRUE |  |  | No | [19 empty] | M12 |  |  |  | TRUE | No | [18 empty] | Horizontal |  | 2024-02-15
Horticultural | H-0000525 | Fluence Bioengineering | Fluence | RAZR Modular | RM-48-SL-DR9 | 3 | EAEGDK |  | Indoor (Non-stacked), Indoor (Stacked) | Top light | Sole-Source | DC | 40 | 1.9 | 1.5 |  | 5 | 45.6 in |  | 2022-07-15 |  | Horticultural Lighting Fixture | 45 | 54 | No | TRUE |  | 87 |  |  | 7 | 0 | 80 | 0 | 87 |  | 3.87 | 3.39 | 3.88 | 3.4 | [12 empty] | 22.4 | 22 | 1 |  |  | 0.46 | 25.6 | [7 empty] | 0-10V Other Protocol | Dim to Off | M12 |  |  |  | TRUE |  |  | No | [19 empty] | M12 |  |  |  | TRUE | No | [18 empty] | Horizontal |  | 2024-02-15
Horticultural | H-0000526 | Fluence Bioengineering | Fluence | RAZR Modular | RM-48-S-DR9 | 3 | EAEGDK |  | Indoor (Non-stacked), Indoor (Stacked) | Top light | Sole-Source | DC | 40 | 1.8 | 1.2 |  | 5 | 45.6 in |  | 2022-07-15 |  | Horticultural Lighting Fixture | 45 | 54 | No | TRUE |  | 92 |  |  | 7 | 0 | 84 | 0 | 92 |  | 4.07 | 3.56 | 4.08 | 3.57 | [12 empty] | 22.5 | 23 | 1 |  |  | 0.46 | 25.7 | [7 empty] | 0-10V Other Protocol | Dim to Off | M12 |  |  |  | TRUE |  |  | No | [19 empty] | M12 |  |  |  | TRUE | No | [18 empty] | Horizontal |  | 2024-02-15
Horticultural | H-0000527 | Fluence Bioengineering | Fluence | RAZR Modular | RM-48-S-BW3 | 3 | EAEGDK |  | Indoor (Non-stacked), Indoor (Stacked) | Top light | Sole-Source | DC | 40 | 1.8 | 1.2 |  | 5 | 45.6 in |  | 2022-07-15 |  | Horticultural Lighting Fixture | 45 | 54 | No | TRUE |  | 65 |  |  | 13 | 30 | 22 | 2 | 67 |  | 2.69 | 2.35 | 2.75 | 2.41 | [12 empty] | 24.2 | 24 | 1 |  |  | 0.46 | 27.7 | [7 empty] | 0-10V Other Protocol | Dim to Off | M12 |  |  |  | TRUE |  |  | No | [19 empty] | M12 |  |  |  | TRUE | No | [18 empty] | Horizontal |  | 2024-02-15
Horticultural | H-0000528 | Fluence Bioengineering | Fluence | RAZR Modular | RM-53-SL-BW3 | 3 | EAEGDK |  | Indoor (Non-stacked), Indoor (Stacked) | Top light | Sole-Source | DC | 40 | 1.9 | 1.5 |  | 5 | 51.6 in |  | 2022-07-15 |  | Horticultural Lighting Fixture | 45 | 54 | No | TRUE |  | 64 |  |  | 13 | 29 | 21 | 2 | 66 |  | 2.64 | 2.31 | 2.73 | 2.39 | [12 empty] | 24.02 | 24 | 1 |  |  | 0.46 | 27.5 | [7 empty] | 0-10V Other Protocol | Dim to Off | M12 |  |  |  | TRUE |  |  | No | [19 empty] | M12 |  |  |  | TRUE | No | [18 empty] | Horizontal |  | 2024-02-15
Horticultural | H-0001054 | Signify North America Corporation – Horti LED | Philips | GreenPower LED Toplighting Linear | GPL TLL 800 DRB_LB 277-400V 2.2D | 3 | NNNPFS | TRUE | Indoor (Non-stacked), Indoor (Stacked), Greenhouse | Top light | Sole-Source, Supplemental | AC | 40 | 2 | 3 |  | 5 | 600.0 in |  | 2022-04-25 |  | Horticultural Lighting Fixture | 277 | 400 | No | TRUE | 3.6 | 859 |  |  | 45 | 1 | 813 | 3 | [8 empty] | 3.6 | 859 | 45 | 1 | 813 | 3 |  |  |  |  | 238 | 230 | 24.5 | 0.981 | 10 |  |  |  |  | 238.39 | 277 | 0.981 | 10.6 |  | Power Line Communication, No | No | Mains Cable + Wieland Connector, No | [6 empty] | No |  |  |  |  | Power Line Communication | [6 empty] | No | [7 empty] | Mains Cable + Wieland Connector |  |  | No |  | No | [20 empty] | 2024-02-21
Horticultural | H-0001058 | Signify North America Corporation – Horti LED | Philips | GreenPower LED Toplighting Linear | GPL TLL 800 DRW_LB 277-400V 2.2D | 3 | NNNPFW | TRUE | Indoor (Non-stacked), Indoor (Stacked), Greenhouse | Top light | Sole-Source, Supplemental | AC | 40 | 2 | 3 |  | 5 | 600.0 in |  | 2022-05-06 |  | Horticultural Lighting Fixture | 277 | 400 | No | TRUE | 3.33 | 847 |  |  | 67 | 47 | 732 | 5 | [8 empty] | 3.33 | 847 | 67 | 47 | 732 | 5 |  |  |  |  | 255 | 250 | 25.4 | 0.983 | 10 |  |  |  |  | 254.67 | 277 | 0.983 | 9.8 |  | Power Line Communication, No | No | Mains Cable + Wieland Connector, No | [6 empty] | No |  |  |  |  | Power Line Communication | [6 empty] | No | [7 empty] | Mains Cable + Wieland Connector |  |  | No |  | No | [20 empty] | 2024-02-21
Horticultural | H-0001510 | FOHSE INC | FOHSE | A3i 1500W 277V | A3i 1500W 277V | 3 | TTTVXN |  | Indoor (Non-stacked) | Top light | Sole-Source | AC | 40 | 46.2 | 4.3 |  | 5 | 46.8 in |  | 2022-03-31 |  |  | 100 | 277 | Yes | TRUE | 2.65 | 3960 |  |  | 280 | 1200 | 2480 | 400 | [18 empty] | 1500 | 1500 | 0 | 0.996 | 3 | [9 empty] | 0-10V IEC60929 Annex E | Dim to Off | Terminal Block |  |  | TRUE |  |  |  | No | [18 empty] | TRUE |  |  |  |  | TRUE | No | [18 empty] | Horizontal |  | 2024-02-29
Horticultural | H-0001511 | FOHSE INC | FOHSE | Scorpio 1000W 277V | Scorpio 1000W 277V | 3 | TTTVXN |  | Indoor (Non-stacked) | Top light | Sole-Source | AC | 40 | 42.3 | 4.3 |  | 5 | 46.8 in |  | 2022-03-31 |  |  | 100 | 277 | Yes | TRUE | 2.64 | 2640 |  |  | 190 | 800 | 1650 | 270 | [18 empty] | 1000 | 1000 | 0 | 0.998 | 4 | [9 empty] | 0-10V IEC60929 Annex E | Dim to Off | Terminal Block |  |  | TRUE |  |  |  | No | [18 empty] | TRUE |  |  |  |  | TRUE | No | [18 empty] | Horizontal |  | 2024-02-29
Horticultural | H-0001512 | FOHSE INC | FOHSE | Aries 640W 277V | Aries 640W 277V | 3 | TTTVXN | TRUE | Indoor (Non-stacked) | Top light | Sole-Source | AC | 40 | 32.9 | 4.3 |  | 5 | 32.4 in |  | 2022-03-31 |  |  | 100 | 277 | Yes | TRUE | 2.63 | 1690 |  |  | 120 | 510 | 1060 | 175 | [8 empty] | 2.42 | 1592 | 112 | 484 | 996 | 164 |  |  |  |  | 640 | 640 | 0 | 0.996 | 7 |  |  |  |  | 656.8 | 120 | 0.935 | 8.2 |  | 0-10V IEC60929 Annex E | Dim to Off | Terminal Block |  |  | TRUE |  |  |  | No | [18 empty] | TRUE |  |  |  |  | TRUE | No | [18 empty] | Horizontal |  | 2024-02-29
Horticultural | H-3B4UD1 | SHENZHEN SNC OPTO ELECTRONIC CO.,LTD. | SNC | LED GROW LIGHTS | SNC-GL05-800WS1JA1-aIST2eg | 3 | PPPUCR | TRUE | Indoor (Non-stacked), Indoor (Stacked), Greenhouse | Top light | Supplemental | AC | 45 | 11.81 | 3.94 |  | 5 | 28.8 in |  | 2022-04-13 |  | Horticultural Lighting Fixture | 120 | 277 | No | TRUE | 2.29 | 1901 | 184 | 1840 | 482 | 502 | 918 | 25 | [8 empty] | 2.29 | 1901 | 482 | 502 | 918 | 25 |  |  |  |  | 837 | 800 | 80 | 0.912 | 10 |  |  |  |  | 831.72 | 120 | 0.914 | 10.1 |  | 0-10V IEC60929 Annex E | No | RJ-11, RJ-12, RJ-14, RJ-45 |  |  | TRUE |  |  |  | No | [12 empty] | TRUE | TRUE | TRUE | TRUE | [8 empty] | No | [20 empty] | 2023-08-10
Horticultural | H-65HT7B | Megaphoton Inc. | Megaphoton |  | ML-TYT720XX | 3 | NNNPGO | TRUE | Indoor (Non-stacked) | Top light | Sole-Source | AC | 35 | 40 | 4.3 |  | 5 | 46.8 in |  | 2022-06-07 |  | Horticultural Lighting Fixture | 100 | 277 | Yes | TRUE | 2.53 | 1933 |  |  | 299 | 777 | 857 | 123 | [8 empty] | 2.53 | 1933 | 299 | 777 | 857 | 123 |  |  |  |  | 763 | 763 | 0 | 0.995 | 4 |  |  |  |  | 763 | 120 | 0.964 | 8.6 |  | 0-10V Other Protocol | Dim to Off, Manual Dimming | Terminal Block |  |  |  | TRUE |  |  | No | [18 empty] | TRUE |  |  |  |  | TRUE | No | TRUE | [17 empty] | Horizontal |  | 2024-02-19
Horticultural | H-71J9RZ | Fluence Bioengineering | FLUENCE | VYNE | VN-A-20-DR9-MVG-X | 3 | WWWXVI | TRUE | Indoor (Non-stacked), Greenhouse | Intra-canopy | Supplemental | AC | 45 | 2.6 | 3.5 |  | 5 | 82.8 in |  | 2022-04-29 |  | Horticultural Lighting Fixture | 200 | 400 | No |  | 3.36 | 254 |  |  | 16 | 0 | 237 | 1 | [8 empty] | 3.36 | 254.02 | 16.36 | 0.3 | 237.4 | 0.45 |  |  |  |  | 76 | 76 | 0 | 0.9 | 20 |  |  |  |  | 75.6 | 200 | 0.947 | 12.93 |  |  | No | [7 empty] | No | [24 empty] | No | [20 empty] | 2024-02-28
Horticultural | H-72OADF | Huizhou Hong Rui Photoelectric Technology Limited Company | Hong Rui | PL-V1-B-680-H-JB-H-[SL;BK;WT;GN]-840-E4 | PL-V1-B-680-H-JB-H-[SL;BK;WT;GN]-840-E4 | 3 | NNNPHA | TRUE | Indoor (Non-stacked) | Top light | Sole-Source | AC | 40 | 41.9 | 4.4 |  | 5 | 44.4 in |  | 2022-07-05 |  | Horticultural Lighting Fixture | 277 | 480 | No | TRUE | 2.84 | 1931 |  |  | 329 | 814 | 788 | 44 | [8 empty] | 2.76 | 1877 | 320 | 791 | 766 | 42 |  |  |  |  | 681 | 681 | 0 | 0.992 | 6 |  |  |  |  | 681.1 | 277 | 0.975 | 11.6 |  | 0-10V IEC60929 Annex E | Dim to Off, Manual Dimming | RJ-11 |  |  | TRUE |  |  |  | No | [12 empty] | TRUE | [10 empty] | TRUE | No | TRUE | [17 empty] | Horizontal |  | 2024-02-08
Horticultural | H-8CWYBE | Grower’s Choice | Grower's Choice | Horticultural Luminaires | TSL800A | 3 | CCCHUP | TRUE | Indoor (Non-stacked), Greenhouse | Top light | Sole-Source, Supplemental | AC | 40 | 16.1 | 11 |  | 5 | 21.6 in |  | 2022-04-11 |  | Horticultural Lighting Fixture | 120 | 277 | No | TRUE | 2.91 | 2385 | 0 | 2385 | 561 | 862 | 964 | 28 | [8 empty] | 2.91 | 2385 | 561 | 862 | 964 | 28 |  |  |  |  | 800 | 800 | 0 | 0.981 | 6.4 |  |  |  |  | 820.1 | 120 | 0.981 | 6.4 |  | 0-10V ANSI C137.1 (8V), 0-10V ANSI C137.1 (9V) | Dim to Off, Manual Dimming | RJ-14 | TRUE | TRUE |  |  |  |  | No | [14 empty] | TRUE | [8 empty] | TRUE | No | TRUE | [19 empty] | 2024-05-09
Horticultural | H-A7QF2U | Acuity Brands Lighting | Verjure | Arize Integral | VAIS L96 PUR SEFY XVOLT GZN | 3 | CCCHVJ | TRUE | Indoor (Non-stacked), Indoor (Stacked), Greenhouse | Intra-canopy | Supplemental | AC | 40 | 2.3 | 2 |  | 5 | 93.6 in | Model numbers may end in JP followed by a number to indicate packaging quantities. | 2022-05-03 |  | Horticultural Lighting Fixture | 277 | 480 | No |  | 3.49 | 324 |  |  | 35 | 1 | 288 | 1 | 324 | 3.49 | [6 empty] | 3.49 | 324 | 35 | 0 | 288 | 1 |  |  |  |  | 93 | 93 | 93 | 0.965 | 10 |  |  |  |  | 92.88 | 480 | 0.965 |  |  |  | No | [7 empty] | No | [24 empty] | No | [18 empty] | Horizontal |  | 2024-02-27
Horticultural | H-AFUMR5 | Rayonled Lighting Systems Inc. | Rayonled | Horticultural Lighting | GLMF-700W-E-120 | 3 | PPPUDE | TRUE | Indoor (Non-stacked), Indoor (Stacked), Greenhouse | Top light | Sole-Source | AC | 40 | 41.7 | 4.5 |  | 5 | 45.6 in |  | 2022-05-04 |  | Horticultural Lighting Fixture | 120 | 277 | No | TRUE | 2.5 | 1837 |  |  | 354 | 771 | 713 | 39 | [8 empty] | 2.5 | 1837 | 354 | 771 | 713 | 39 |  |  |  |  | 733.8 | 733.8 | 0 | 0.959 | 1.6 |  |  |  |  | 733.8 | 120 | 0.998 | 1.6 |  | 0-10V IEC60929 Annex E | Dim to Off, Manual Dimming | RJ-14 |  |  | TRUE |  |  |  | No | [14 empty] | TRUE | [8 empty] | TRUE | No | TRUE | [19 empty] | 2024-02-16
Horticultural | H-C312SN | Acuity Brands Lighting | Verjure | Arize Element L1000 | VAE1 PKB SEFY [ALL VOLTAGES]GZ10 XWD [All Options] | 3 | EAEGDC | TRUE | Indoor (Non-stacked), Greenhouse | Top light | Sole-Source, Supplemental | AC | 40 | 7 | 2.93 |  | 5 | 28.8 in | Model numbers may end in JP followed by a number to indicate packaging quantities | 2022-05-24 |  | Horticultural Lighting Fixture | 120 | 480 | No | TRUE | 2.8 | 1856 |  |  | 273 | 266 | 1316 | 9 | 1865 | 2.81 | [6 empty] | 2.71 | 1784 | 273 | 266 | 1316 | 9 | 1865 | 2.81 |  |  | 664 | 664 | 0.5 | 0.972 | 8 |  |  |  |  | 657.7 | 277 | 0.972 | 7.7 |  | 0-10V Other Protocol | Dim to Off | VACNPQDLV3FT Dimming Cable |  |  |  | TRUE |  |  | No | [19 empty] | VACNPQDLV3FT Dimming Cable |  |  |  | TRUE | No | [18 empty] | Horizontal |  | 2024-02-29
Horticultural | H-DUHFYK | FOHSE INC | FOHSE | Cobra 1000W 277V | Cobra 1000W 277V | 3 | NNNPHC | TRUE | Greenhouse | Top light | Supplemental | AC | 40 | 4.9 | 6.4 |  | 5 | 63.6 in |  | 2022-07-12 |  | Horticultural Lighting Fixture | 100 | 277 | No | TRUE | 3.22 | 3244 |  |  | 476 | 685 | 2074 | 32 | [8 empty] | 3.06 | 3089 | 453 | 662 | 1975 | 31 |  |  |  |  | 1008 | 1008 | 0 | 0.998 | 3 |  |  |  |  | 1008 | 120 | 0.988 | 7.9 |  | 0-10V IEC60929 Annex E | Dim to Off | Terminal Block |  |  | TRUE |  |  |  | No | [18 empty] | TRUE |  |  |  |  | TRUE | No | [18 empty] | Horizontal |  | 2024-02-29
Horticultural | H-GFV06Y | Acuity Brands Lighting | Verjure | Arize Element L1000 | VAE1 PKR SEFY [ALL VOLTAGES] GZ10 XWD [All Options] | 3 | EAEGDC | TRUE | Indoor (Non-stacked), Greenhouse | Top light | Sole-Source, Supplemental | AC | 40 | 7 | 2.93 |  | 5 | 28.8 in | Model numbers may end in JP followed by a number to indicate packaging quantities | 2022-06-06 |  | Horticultural Lighting Fixture | 120 | 480 | No | TRUE | 2.82 | 1828 |  |  | 153 | 264 | 1410 | 10 | 1838 | 2.84 | [6 empty] | 2.82 | 1828 | 153 | 264 | 1410 | 10 | 1838 | 2.84 |  |  | 647 | 647 | 0.5 | 0.971 | 8 |  |  |  |  | 647.23 | 120 | 0.971 | 7.7 |  | 0-10V Other Protocol | Dim to Off | VACNPQDLV3FT Dimming Cable |  |  |  | TRUE |  |  | No | [19 empty] | VACNPQDLV3FT Dimming Cable |  |  |  | TRUE | No | [18 empty] | Horizontal |  | 2024-02-29
Horticultural | H-HPU5KX | Scynce LED | Scynce LED | Alpha II | Dragon Alpha II | 3 | NNNPGE | TRUE | Indoor (Non-stacked), Greenhouse | Top light | Sole-Source, Supplemental | AC | 30 | 8 | 5 |  | 5 | 44.4 in |  | 2022-05-19 |  | Horticultural Lighting Fixture | 120 | 277 | Yes | TRUE | 2.24 | 1454 | 0 | 1454 | 177 | 471 | 806 | 50 | 1506 | 2.32 | [6 empty] | 2.24 | 1454 | 177 | 471 | 806 | 50 | 1506 | 2.32 |  |  | 649 | 648.7 | 1 | 0.995 | 6 |  |  |  |  | 648.7 | 120 | 0.957 | 13 |  | 0-10V Other Protocol, Bluetooth - Manufacturer Specific, Wi-Fi, Proprietary D10, data combined with 0-10 Analog, Thread Mesh between lights, bluetooth to a fixture | Dim to Off | Wireless Radio, Proprietary data and power plugs |  |  |  | TRUE |  |  | No |  |  |  |  | Proprietary D10, data combined with 0-10 Analog |  |  |  | TRUE | TRUE |  | Thread Mesh between lights, bluetooth to a fixture | [7 empty] | Proprietary data and power plugs | TRUE |  |  | TRUE | No | [19 empty] | TRUE | 2024-02-15
Horticultural | H-JYDMAG | Shenzhen Xinshengyang Opto-electronics Technology Co.,Ltd. | Luxgrow | LPU series Horticultural | LPU2S-SO | 3 | FFFKGN | TRUE | Indoor (Non-stacked) | Top light, Intra-canopy | Sole-Source | AC | 40 | 11.8 | 2 |  | 5 | 44.4 in |  | 2022-04-19 |  | Horticultural Lighting Fixture | 120 | 277 | No | TRUE | 2.61 | 618 |  |  | 76 | 240 | 302 | 31 | [8 empty] | 2.61 | 618 | 76 | 240 | 302 | 30 |  |  |  |  | 237 | 237 | 0 | 0.998 | 4 |  |  |  |  | 237.2 | 120 | 0.951 | 12.1 |  | 0-10V IEC60929 Annex E | Dim to Off, Manual Dimming | RJ-14 |  |  | TRUE |  |  |  | No | [14 empty] | TRUE | [8 empty] | TRUE | No | TRUE | [19 empty] | 2024-02-20
Horticultural | H-KVX2WI | FOHSE INC | FOHSE | Cobra 700W 277V | Cobra 700W 277V | 3 | NNNPHC | TRUE | Greenhouse | Top light | Supplemental | AC | 40 | 4.7 | 5.7 |  | 5 | 63.6 in |  | 2022-07-12 |  | Horticultural Lighting Fixture | 100 | 277 | No | TRUE | 3.23 | 2208 |  |  | 331 | 475 | 1402 | 21 | [8 empty] | 3.07 | 2099 | 314 | 451 | 1333 | 20 |  |  |  |  | 684 | 684 | 0 | 0.997 | 5 |  |  |  |  | 683.9 | 120 | 0.987 | 8.2 |  | 0-10V IEC60929 Annex E | Dim to Off | Terminal Block |  |  | TRUE |  |  |  | No | [18 empty] | TRUE |  |  |  |  | TRUE | No | [18 empty] | Horizontal |  | 2024-02-29
Horticultural | H-L6ECW4 | Marosi Designs LLC d/b/a BVV | Neocision | Veg 340 | BVVNS320W1S450J4 | 3 | VVWABH | TRUE | Indoor (Non-stacked), Indoor (Stacked) | Top light | Sole-Source | AC | 40 | 43.7 | 3.7 |  | 5 | 44.4 in |  | 2022-05-23 |  | Horticultural Lighting Fixture | 200 | 277 | No | TRUE | 2.72 | 929 |  |  | 228 | 433 | 268 | 22 | [8 empty] | 2.72 | 929 | 228 | 433 | 268 | 22 |  |  |  |  | 342 | 342 | 0 | 0.981 | 5 |  |  |  |  | 341.5 | 240 | 0.981 | 5.3 |  | 0-10V IEC60929 Annex E | Dim to Off, Manual Dimming | RJ-14 |  |  | TRUE |  |  |  | No | [14 empty] | TRUE | [8 empty] | TRUE | No | TRUE | [19 empty] | 2024-02-12
Horticultural | H-LVIGYH | Acuity Brands Lighting | Verjure | Arize Element L1000 | VAE1 PUR HEFY [ALL VOLTAGES] GZ10 XWD [All Options] | 3 | EAEGDC | TRUE | Indoor (Non-stacked), Greenhouse | Top light | Sole-Source, Supplemental | AC | 40 | 7 | 2.93 |  | 5 | 28.8 in | Model numbers may end in JP followed by a number to indicate packaging quantities | 2022-05-27 |  | Horticultural Lighting Fixture | 120 | 480 | No | TRUE | 3.34 | 1862 |  |  | 176 | 3 | 1684 | 3 | 1865 | 3.34 | [6 empty] | 3.34 | 1862 | 176 | 3 | 1684 | 3 | 1865 | 3.34 |  |  | 558 | 558 | 0.5 | 0.963 | 8 |  |  |  |  | 558.19 | 277 | 0.963 | 8.3 |  | 0-10V Other Protocol | Dim to Off | VACNPQDLV3FT Dimming Cable |  |  |  | TRUE |  |  | No | [19 empty] | VACNPQDLV3FT Dimming Cable |  |  |  | TRUE | No | [18 empty] | Horizontal |  | 2024-02-29
Horticultural | H-MWC7PL | Fluence Bioengineering | FLUENCE | VYNE | VN-A-25-DR9-MVG-X | 3 | WWWXVI | TRUE | Indoor (Non-stacked), Greenhouse | Intra-canopy | Supplemental | AC | 45 | 2.6 | 3.5 |  | 5 | 98.4 in |  | 2022-04-19 |  | Horticultural Lighting Fixture | 200 | 400 | No |  | 3.51 | 312 |  |  | 17 | 0 | 296 | 0 | [8 empty] | 3.51 | 312.43 | 16.7 | 0.32 | 295.45 | 0.43 |  |  |  |  | 89 | 89 | 0 | 0.9 | 20 |  |  |  |  | 88.97 | 200 | 0.9472 | 12.44 |  |  | No | [7 empty] | No | [24 empty] | No | [20 empty] | 2024-02-28
Horticultural | H-NWFXL7 | Marosi Designs LLC d/b/a BVV | Neocision | Veg 500 | BVVNS480W1F450J3 | 3 | VVWABH | TRUE | Indoor (Non-stacked), Indoor (Stacked) | Top light | Sole-Source | AC | 40 | 43.9 | 4.4 |  | 5 | 44.4 in |  | 2022-05-23 |  | Horticultural Lighting Fixture | 200 | 277 | No | TRUE | 2.62 | 1325 |  |  | 336 | 614 | 376 | 31 | [8 empty] | 2.62 | 1325 | 336 | 614 | 376 | 31 |  |  |  |  | 506 | 506 | 0 | 0.981 | 6 |  |  |  |  | 505.9 | 240 | 0.981 | 5.8 |  | 0-10V IEC60929 Annex E | Dim to Off, Manual Dimming | RJ-14 |  |  | TRUE |  |  |  | No | [14 empty] | TRUE | [8 empty] | TRUE | No | TRUE | [19 empty] | 2024-02-12
Horticultural | H-PEIQ3OC | Advanced Agricultural Technologies, LLC d.b.a. Agro Lighting | Agro Lighting | AgroBar Ultra 720 | AgroBar Ultra - ABU 720 | 3 | TTTVZS | TRUE | Indoor (Non-stacked), Indoor (Stacked), Greenhouse | Top light, Intra-canopy | Sole-Source, Supplemental | AC | 40 | 43.3 | 3.5 |  | 5 | 44.4 in |  | 2022-05-12 |  | Horticultural Lighting Fixture | 120 | 277 | No | TRUE | 2.75 | 1992 |  |  | 361 | 685 | 946 | 61 | [8 empty] | 2.75 | 1992 | 361 | 685 | 946 | 61 |  |  |  |  | 724 | 724 | 0 | 0.964 | [5 empty] | 723.69 | 120 | 0.964 | 6.1 |  | 0-10V ANSI C137.1 (9V) | Dim to Off | M12 |  | TRUE |  |  |  |  | No | [19 empty] | M12 |  |  |  | TRUE | No | [20 empty] | 2024-02-22
Horticultural | H-QK6BEHE | TrolMaster Agro Instruments Co., Ltd | ThinkGrow | Horticulture LED Grow Light | MODEL-V | 3 | CCCHTH | TRUE | Indoor (Non-stacked), Greenhouse | Top light | Supplemental | AC | 40 | 44.6 | 1.6 |  | 5 | 45.6 in | This product has been tested with 4 light bars. Any change to number of light bars will affect QPL listed performance | 2022-06-07 |  | Horticultural Lighting Fixture | 100 | 277 | No | TRUE | 2.6 | 846 | 0 | 845.5 | 146 | 351 | 349 | 47 | [8 empty] | 2.6 | 846 | 146 | 351 | 349 | 47 |  |  |  |  | 330 | 330 | 0 | 0.96 | 9.8 |  |  |  |  | 325.1 | 100 | 0.96 | 9.8 |  | 0-10V Other Protocol | Dim to Off | RS485 |  |  |  | TRUE |  |  | No | [19 empty] | RS485 |  |  |  | TRUE | No | [20 empty] | 2024-06-28
Horticultural | H-RALKQE | Fluence Bioengineering | FLUENCE | VYNE | VN-A-20-BP6-MVG-X | 3 | WWWXVI | TRUE | Indoor (Non-stacked), Greenhouse | Intra-canopy | Supplemental | AC | 45 | 2.6 | 3.5 |  | 5 | 82.8 in |  | 2022-04-18 |  | Horticultural Lighting Fixture | 200 | 400 | No |  | 3 | 252 |  |  | 31 | 64 | 158 | 3 | [8 empty] | 3 | 251.9 | 31.2 | 63.54 | 158.3 | 2.77 |  |  |  |  | 84 | 84 | 0 | 0.9 | 20 |  |  |  |  | 83.95 | 200 | 0.952 | 12.21 |  |  | No | [7 empty] | No | [24 empty] | No | [20 empty] | 2024-02-28
Horticultural | H-SMHONL | Shenzhen Number Energy Saving Corporation | NANOLUX |  | LED SN830 Pro | 3 | FFFKHK |  | Indoor (Non-stacked), Indoor (Stacked), Greenhouse | Top light | Sole-Source, Supplemental | AC | 35 | 43.7 | 2.36 |  | 5 | 44.4 in |  | 2022-05-17 |  | Horticultural Lighting Fixture | 120 | 277 | Yes | TRUE | 2.9 | 2547 | 254.7 | 2547 | 531 | 1029 | 988 | 140 | [18 empty] | 830 | 830 | 83 | 0.983 | 11 | [9 empty] | 0-10V IEC60929 Annex E | No | RJ-12 |  |  | TRUE |  |  |  | No | [13 empty] | TRUE | [10 empty] | No | [20 empty] | 2024-03-22
Horticultural | H-TBCUP9 | Scynce LED | Scynce LED | Raging Kush II | Raging Kush II | 3 | NNNPGD | TRUE | Indoor (Non-stacked), Indoor (Stacked) | Top light | Supplemental | AC | 30 | 41 | 5.25 |  | 5 | 43.2 in |  | 2022-05-19 |  | Horticultural Lighting Fixture | 120 | 277 | Yes | TRUE | 2.25 | 1502 | 0 | 1502 | 201 | 519 | 782 | 77 | 1581 | 2.37 | [6 empty] | 2.25 | 1502 | 201 | 519 | 782 | 77 | 1581 | 2.37 |  |  | 666 | 666 | 1 | 0.998 | 3 |  |  |  |  | 666.2 | 120 | 0.951 | 8.9 |  | 0-10V Other Protocol, Bluetooth - Manufacturer Specific, Wi-Fi, Proprietary D10, data combined with 0-10 Analog, Thread Mesh between lights, bluetooth to a fixture | Dim to Off | Wireless Radio, Proprietary data and power plugs |  |  |  | TRUE |  |  | No |  |  |  |  | Proprietary D10, data combined with 0-10 Analog |  |  |  | TRUE | TRUE |  | Thread Mesh between lights, bluetooth to a fixture | [7 empty] | Proprietary data and power plugs | TRUE |  |  | TRUE | No | [20 empty] | 2024-02-15
Horticultural | H-TPENQV | Acuity Brands Lighting | Verjure | Arize Element L1000 | VAE1 PKR HEFY [ALL VOLTAGES] GZ10 XWD [All Options] | 3 | EAEGDC | TRUE | Indoor (Non-stacked), Greenhouse | Top light | Sole-Source, Supplemental | AC | 40 | 7 | 2.93 |  | 5 | 28.8 in | Model numbers may end in JP followed by a number to indicate packaging quantities | 2022-06-06 |  | Horticultural Lighting Fixture | 120 | 480 | No | TRUE | 3.04 | 1817 |  |  | 139 | 249 | 1429 | 8 | 1825 | 3.05 | [6 empty] | 3.04 | 1817 | 139 | 249 | 1429 | 8 | 1825 | 3.05 |  |  | 598 | 598 | 0.5 | 0.967 | 8 |  |  |  |  | 597.87 | 277 | 0.967 | 8.1 |  | 0-10V Other Protocol | Dim to Off | VACNPQDLV3FT Dimming Cable |  |  |  | TRUE |  |  | No | [19 empty] | VACNPQDLV3FT Dimming Cable |  |  |  | TRUE | No | [18 empty] | Horizontal |  | 2024-02-29
Horticultural | H-U05EGC | Fluence Bioengineering | FLUENCE | VYNE | VN-A-25-BP6-MVG-X | 3 | WWWXVI | TRUE | Indoor (Non-stacked), Greenhouse | Intra-canopy | Supplemental | AC | 45 | 2.6 | 3.5 |  | 5 | 98.4 in |  | 2022-04-13 |  | Horticultural Lighting Fixture | 200 | 400 | No |  | 3.02 | 311 |  |  | 37 | 76 | 200 | 4 | [8 empty] | 3.02 | 311.35 | 36.5 | 75.83 | 200.39 | 3.63 |  |  |  |  | 103 | 103 | 0 | 0.9 | 20 |  |  |  |  | 103 | 200 | 0.943 | 11.7 |  |  | No | [7 empty] | No | [24 empty] | No | [20 empty] | 2024-02-28
Horticultural | H-VL1GWO | Rayonled Lighting Systems Inc. | Rayonled | Horticultural Lighting | GLMF-700W-E-347 | 3 | PPPUDE |  | Indoor (Non-stacked), Indoor (Stacked), Greenhouse | Top light | Sole-Source | AC | 40 | 41.7 | 4.5 |  | 5 | 45.6 in |  | 2022-05-04 |  | Horticultural Lighting Fixture | 277 | 480 | No | TRUE | 2.6 | 1842 |  |  | 357 | 771 | 714 | 40 | [18 empty] | 723.3 | 723.3 | 0 | 0.959 | 1 | [9 empty] | 0-10V IEC60929 Annex E | Dim to Off, Manual Dimming | RJ-14 |  |  | TRUE |  |  |  | No | [14 empty] | TRUE | [8 empty] | TRUE | No | TRUE | [19 empty] | 2024-02-16
Horticultural | H-X7U2N8 | Rayonled Lighting Systems Inc. | Rayonled | Horticultural Lighting | RGHB-820W-347 | 3 | PPPUDD | TRUE | Indoor (Non-stacked), Greenhouse | Top light | Sole-Source, Supplemental | AC | 40 | 12 | 3.5 |  | 5 | 28.8 in |  | 2022-05-04 |  | Horticultural Lighting Fixture | 277 | 480 | No | TRUE | 2.5 | 2058 |  |  | 448 | 669 | 942 | 24 | [8 empty] | 2.5 | 2058 | 448 | 669 | 942 | 24 |  |  |  |  | 827 | 827 | 0 | 0.948 | 2.87 |  |  |  |  | 826.9 | 277 | 0.998 | 2.87 |  | 0-10V IEC60929 Annex E | Dim to Off, Manual Dimming | RJ-14 |  |  | TRUE |  |  |  | No | [14 empty] | TRUE | [8 empty] | TRUE | No | TRUE | [19 empty] | 2024-02-16
Horticultural | H-YHNXB3 | Acuity Brands Lighting | Verjure | Arize Element L1000 | VAE1 PUR SEFY [ALL VOLTAGES] GZ10 XWD [All Options] | 3 | EAEGDC | TRUE | Indoor (Non-stacked), Greenhouse | Top light | Sole-Source, Supplemental | AC | 40 | 7 | 2.93 |  | 5 | 28.8 in | Model numbers may end in JP followed by a number to indicate packaging quantities | 2022-05-27 |  | Horticultural Lighting Fixture | 120 | 480 | No | TRUE | 3.11 | 1868 |  |  | 151 | 3 | 1714 | 5 | 1873 | 3.12 | [6 empty] | 3.11 | 1868 | 151 | 3 | 1714 | 5 | 1873 | 3.12 |  |  | 601 | 601 | 0.5 | 0.968 | 8 |  |  |  |  | 600.64 | 277 | 0.968 | 7.9 |  | 0-10V Other Protocol | Dim to Off | VACNPQDLV3FT Dimming Cable |  |  |  | TRUE |  |  | No | [19 empty] | VACNPQDLV3FT Dimming Cable |  |  |  | TRUE | No | [18 empty] | Horizontal |  | 2024-02-29
Horticultural | H-ZHBIAD | Rayonled Lighting Systems Inc. | Rayonled | Horticultural Lighting | RGHB-820W-120 | 3 | PPPUDD |  | Indoor (Non-stacked), Greenhouse | Top light | Sole-Source, Supplemental | AC | 40 | 12 | 3.5 |  | 5 | 28.8 in |  | 2022-05-04 |  | Horticultural Lighting Fixture | 120 | 277 | No | TRUE | 2.5 | 2099 |  |  | 460 | 680 | 960 | 26 | [18 empty] | 838 | 838 | 0 | 0.954 | 2.66 | [9 empty] | 0-10V IEC60929 Annex E | Dim to Off, Manual Dimming | RJ-14 |  |  | TRUE |  |  |  | No | [14 empty] | TRUE | [8 empty] | TRUE | No | TRUE | [19 empty] | 2024-02-16
Horticultural | H-ZQ67KS | Acuity Brands Lighting | Verjure | Arize Element L1000 | VAE1 PKB HEFY [ALL VOLTAGES]GZ10 XWD [All Options] | 3 | EAEGDC | TRUE | Indoor (Non-stacked), Greenhouse | Top light | Sole-Source, Supplemental | AC | 40 | 7 | 2.93 |  | 5 | 28.8 in | Model numbers may end in JP followed by a number to indicate packaging quantities | 2022-05-24 |  | Horticultural Lighting Fixture | 120 | 480 | No | TRUE | 2.94 | 1815 |  |  | 275 | 259 | 1281 | 7 | 1823 | 2.95 | [6 empty] | 2.87 | 1757 | 275 | 259 | 1281 | 7 | 1823 | 2.95 |  |  | 618 | 618 | 0.5 | 0.969 | 8 |  |  |  |  | 612.6 | 277 | 0.979 | 8.1 |  | 0-10V Other Protocol | Dim to Off | VACNPQDLV3FT Dimming Cable |  |  |  | TRUE |  |  | No | [19 empty] | VACNPQDLV3FT Dimming Cable |  |  |  | TRUE | No | [18 empty] | Horizontal |  | 2024-02-29
Horticultural | H-0000007 | FOHSE INC | FOHSE | F1V 800W 277V | F1V 800W 277V | 3 | IIIOMR | TRUE | Indoor (Non-stacked) | Top light | Sole-Source | AC | 40 | 45.5 | 5 |  | 5 | 42.0 in |  | 2021-11-30 |  | Horticultural Lighting Fixture | 100 | 277 | No | TRUE | 2.6 | 2080 |  |  | 315 | 750 | 1016 | 43 | [8 empty] | 2.52 | 2030 | 307 | 732 | 992 | 42 |  |  |  |  | 800 | 800 | 0 | 0.997 | 5 |  |  |  |  | 806 | 120 | 0.972 | 8.2 |  | 0-10V IEC60929 Annex E | Dim to Off | Terminal Block |  |  | TRUE |  |  |  | No | [18 empty] | TRUE |  |  |  |  | TRUE | No | [18 empty] | Horizontal |  | 2024-02-29
Horticultural | H-0001033 | 001Pozeen dba Pozeen LED LTD | 001Pozeen | Horticultural Lighting | GLPI630HU660D11 | 3 | NNNPCW | TRUE | Indoor (Non-stacked), Indoor (Stacked) | Top light, Intra-canopy | Sole-Source | AC | 50 | 43.14 | 2.91 |  | 5 | 46.8 in |  | 2021-11-30 |  | Horticultural Lighting Fixture | 240 | 240 | No | TRUE | 4.06 | 2435.7 |  |  | 0.8 | 1.6 | 2433.5 | 6.7 | [8 empty] | 4.06 | 2435.72 | 0.75 | 1.62 | 2433.48 | 6.65 |  |  |  |  | 600 | 600 | 0 | 0.978 | 6.3 |  |  |  |  | 599.67 | 240 | 0.978 | 6.3 |  | 0-10V ANSI C137.1 (9V) | Dim to Off | RJ-12 |  | TRUE |  |  |  |  | No | [13 empty] | TRUE | [9 empty] | TRUE | No | [18 empty] | Horizontal |  | 2024-02-29
Horticultural | H-0001035 | Shenzhen XinShengYang Opto-electronics Technology Co.,Ltd. | Luxgrow |  | LPU7S-SO | 3 | NNNPEX |  | Indoor (Non-stacked) | Top light, Intra-canopy | Sole-Source | AC | 40 | 34.7 | 2 |  | 5 | 44.4 in |  | 2022-02-03 |  | Horticultural Lighting Fixture | 120 | 277 | No | TRUE | 2.7 | 2028 | 0 | 2028 | 256 | 786 | 987 | 100 | [18 empty] | 751 | 751 | 0 | 0.999 | 4.7 | [9 empty] | 0-10V ANSI C137.1 (9V) | Dim to Off | RJ-11 |  | TRUE |  |  |  |  | No | [12 empty] | TRUE | [10 empty] | TRUE | No | [18 empty] | Horizontal
Horticultural | H-0001036 | Shenzhen XinShengYang Opto-electronics Technology Co.,Ltd. | Luxgrow |  | LPU7F-HV-SO | 3 | NNNPEX |  | Indoor (Non-stacked) | Top light, Intra-canopy | Sole-Source | AC | 40 | 34.7 | 2 |  | 5 | 44.4 in |  | 2022-02-03 |  | Horticultural Lighting Fixture | 277 | 480 | No | TRUE | 2.72 | 1985 | 0 | 1985 | 250 | 770 | 965 | 97 | [18 empty] | 731 | 731 | 0 | 0.994 | 5.8 | [9 empty] | 0-10V ANSI C137.1 (9V) | Dim to Off | RJ-11 |  | TRUE |  |  |  |  | No | [12 empty] | TRUE | [10 empty] | TRUE | No | [18 empty] | Horizontal
Horticultural | H-0001037 | Shenzhen XinShengYang Opto-electronics Technology Co.,Ltd. | Luxgrow |  | LPU9S-SO | 3 | NNNPEX |  | Indoor (Non-stacked) | Top light, Intra-canopy | Sole-Source | AC | 40 | 46.1 | 2 |  | 5 | 44.4 in |  | 2022-02-03 |  | Horticultural Lighting Fixture | 120 | 277 | No | TRUE | 2.7 | 2691 | 0 | 2691 | 337 | 1043 | 1310 | 130 | [18 empty] | 996 | 996 | 0 | 0.999 | 4.9 | [9 empty] | 0-10V ANSI C137.1 (9V) | Dim to Off | RJ-11 |  | TRUE |  |  |  |  | No | [12 empty] | TRUE | [10 empty] | TRUE | No | [18 empty] | Horizontal
Horticultural | H-0001038 | Shenzhen XinShengYang Opto-electronics Technology Co.,Ltd. | Luxgrow |  | LPU15S-SO | 3 | NNNPEX | TRUE | Indoor (Non-stacked) | Top light, Intra-canopy | Sole-Source | AC | 40 | 68.9 | 2 |  | 5 | 44.4 in |  | 2022-02-03 |  | Horticultural Lighting Fixture | 240 | 277 | No | TRUE | 2.7 | 4064 | 0 | 4064 | 517 | 1565 | 1982 | 200 | [8 empty] | 2.7 | 4064 | 517 | 1565 | 1982 | 200 |  |  |  |  | 1505 | 1505 | 0 | 0.997 | 4.8 |  |  |  |  | 1505 | 240 | 0.952 | 6.5 |  | 0-10V ANSI C137.1 (9V) | Dim to Off | RJ-11 |  | TRUE |  |  |  |  | No | [12 empty] | TRUE | [10 empty] | TRUE | No | [18 empty] | Horizontal
Horticultural | H-0001039 | Shenzhen XinShengYang Opto-electronics Technology Co.,Ltd. | Luxgrow |  | LPU6F-HV-SO | 3 | NNNPEX | TRUE | Indoor (Non-stacked) | Top light, Intra-canopy | Sole-Source | AC | 40 | 34.7 | 2 |  | 5 | 44.4 in |  | 2022-02-03 |  | Horticultural Lighting Fixture | 277 | 480 | No | TRUE | 2.7 | 1747 | 0 | 1747 | 221 | 677 | 849 | 86 | [8 empty] | 2.7 | 1747 | 221 | 677 | 849 | 85 |  |  |  |  | 646 | 646 | 0 | 0.993 | 5.2 |  |  |  |  | 646.1 | 277 | 0.951 | 7.3 |  | 0-10V ANSI C137.1 (9V) | Dim to Off | RJ-11 |  | TRUE |  |  |  |  | No | [12 empty] | TRUE | [10 empty] | TRUE | No | [18 empty] | Horizontal
Horticultural | H-0001042 | Signify North America Corporation – Horti LED | Philips | Philips GreenPower LED Toplighting Linear | GPL TLL 630 DRW_VSN2 277-400V 2.2D | 3 | NNNPFC | TRUE | Indoor (Non-stacked), Indoor (Stacked), Greenhouse | Top light | Sole-Source, Supplemental | AC | 40 | 2 | 3 |  | 5 | 600.0 in |  | 2022-02-23 |  | Horticultural Lighting Fixture | 277 | 400 | No | TRUE | 2.58 | 649 |  |  | 137 | 238 | 273 | 10 | [8 empty] | 2.58 | 649 | 137 | 238 | 273 | 10 |  |  |  |  | 252 | 250 | 27.6 | 0.983 | 10 |  |  |  |  | 251.73 | 277 | 0.983 | 10 |  | Power Line Communication, No | No | Mains Cable + Wieland Connector, No | [6 empty] | No |  |  |  |  | Power Line Communication | [6 empty] | No | [7 empty] | Mains Cable + Wieland Connector |  |  | No |  | No | [20 empty] | 2024-02-21
Horticultural | H-0001514 | Shenzhen Longood Intelligent Electric Co., Ltd | Longbright |  | E800X(X can be A to Z for Product color) | 3 | TTTVXR | TRUE | Indoor (Non-stacked), Indoor (Stacked), Greenhouse | Top light | Supplemental | AC | 45 | 42.52 | 1.97 |  | 5 | 46.8 in |  | 2022-03-01 |  | Horticultural Lighting Fixture | 120 | 277 | No | TRUE | 2.88 | 2321 |  |  | 462 | 918 | 943 | 53 | [8 empty] | 2.88 | 2321 | 462 | 918 | 943 | 53 |  |  |  |  | 800 | 800 | 80 | 0.966 | 7.6 |  |  |  |  | 805.4 | 277 | 0.966 | 7.6 |  | 0-10V IEC60929 Annex E | No | Flying Leads |  |  | TRUE |  |  |  | No | [17 empty] | TRUE | [6 empty] | No | [20 empty] | 2024-01-31
Horticultural | H-0002517 | Aleo Lighting, Inc. | EVIO GROW | AGX | AGX-6L-320-850-IFC | 3 | MMMSTY | TRUE | Indoor (Non-stacked), Indoor (Stacked), Greenhouse | Top light | Sole-Source, Supplemental | AC | 50 | 43.1 | 3.6 |  | 5 | 46.8 in |  | 2021-12-08 |  | Horticultural Lighting Fixture | 120 | 277 | No | TRUE | 2.73 | 865 |  |  | 148 | 351 | 374 | 17 | [8 empty] | 2.6 | 824 | 141 | 334 | 356 | 16 |  |  |  |  | 320 | 320 | 0 | 0.97 | 15 |  |  |  |  | 317.4 | 277 | 0.97 | 6.9 |  | 0-10V Other Protocol | No | RJ-12 |  |  |  | TRUE |  |  | No | [13 empty] | TRUE | [10 empty] | No | [20 empty] | 2024-06-20
Horticultural | H-0002518 | Aleo Lighting, Inc. | EVIO GROW | AGX | AGX-6L-630-1700-IFC | 3 | MMMSTY | TRUE | Indoor (Non-stacked), Indoor (Stacked), Greenhouse | Top light | Sole-Source, Supplemental | AC | 50 | 43.1 | 3.6 |  | 5 | 46.8 in |  | 2021-12-08 |  | Horticultural Lighting Fixture | 120 | 277 | No | TRUE | 2.68 | 1722 |  |  | 297 | 697 | 741 | 34 | [8 empty] | 2.55 | 1640 | 283 | 663 | 706 | 33 |  |  |  |  | 630 | 630 | 0 | 0.97 | 15 |  |  |  |  | 644.1 | 277 | 0.972 | 7 |  | 0-10V Other Protocol | No | RJ-12 |  |  |  | TRUE |  |  | No | [13 empty] | TRUE | [10 empty] | No | [20 empty] | 2024-06-20
Horticultural | H-0002519 | Aleo Lighting, Inc. | EVIO GROW | AGX | AGX-6L-630X-1900-IFC | 3 | MMMSTY |  | Indoor (Non-stacked), Indoor (Stacked), Greenhouse | Top light | Sole-Source, Supplemental | AC | 50 | 43.1 | 3.6 |  | 5 | 46.8 in |  | 2021-12-08 |  | Horticultural Lighting Fixture | 120 | 277 | No | TRUE | 2.77 | 1826 |  |  | 274 | 668 | 897 | 34 | [18 empty] | 630 | 630 | 0 | 0.97 | 15 | [9 empty] | 0-10V Other Protocol | No | RJ-12 |  |  |  | TRUE |  |  | No | [13 empty] | TRUE | [10 empty] | No | [20 empty] | 2024-06-20
Horticultural | H-0002542 | Acuity Brands Lighting | Verjure | Arize Factor ML900 | VAFS-9PKBWBD | 3 | EAEGER | TRUE | Indoor (Non-stacked), Indoor (Stacked), Greenhouse | Top light | Sole-Source, Supplemental | DC | 30 | 3.58 | 2.08 |  | 5 | 46.8 in | Model number may end in JP followed by a number to indicate packaging quantities. Please note that these DC-powered light sources are sold as components where complete systems are specified in the following format: VAFS 2 PKB WBD [All Options] | 2022-01-06 |  | Horticultural Lighting Fixture | 142.1 | 142.1 | No | TRUE |  | 803 |  |  | 107 | 133 | 563 | 8 | 811 |  | 2.71 | 2.5 | 2.74 | 2.53 |  |  |  | 803 | 107 | 133 | 563 | 8 | 811 |  | 2.71 | 2.74 | 296.16 | 296.16 | 1.5 | 0.971 | 6.8 | 2.083 | 321.3 | AC-derated performance is 92.19% efficiency at 100% loading on a 606W power source at 120V | 2 296.16W fixtures operating at 142.1V Series-wired with 12.7 feet of 14AWG cabling to a 606W power source limits cabling losses to 0.02% | 300.41 | 144.1 | 0.971 | 6.8 | 2.084 | 0-10V Other Protocol | Dim to Off | Quick Disconnect |  |  |  | TRUE |  |  | No | [19 empty] | Quick Disconnect |  |  |  | TRUE | No | [18 empty] | Horizontal |  | 2024-03-27
Horticultural | H-0002543 | Acuity Brands Lighting | Verjure | Arize Factor ML900 | VAFS-9PKFWBD | 3 | EAEGER | TRUE | Indoor (Non-stacked), Indoor (Stacked), Greenhouse | Top light | Sole-Source, Supplemental | DC | 30 | 3.58 | 2.08 |  | 5 | 46.8 in | Model number may end in JP followed by a number to indicate packaging quantities. Please note that these DC-powered light sources are sold as components where complete systems are specified in the following format: VAFS 2 PKF WBD [All Options] | 2022-01-06 |  | Horticultural Lighting Fixture | 142 | 142 | No | TRUE |  | 781 |  |  | 58 | 130 | 593 | 48 | 829 |  | 2.64 | 2.42 | 2.8 | 2.57 |  |  |  | 781 | 58 | 130 | 593 | 48 | 829 |  | 2.64 | 2.8 | 295.76 | 295.76 | 1.5 | 0.971 | 6.6 | 2.084 | 322.6 | AC-derated performance is 91.7% efficiency at 100% loading on a 606W power source at 120V | 2 295.76W fixtures operating at 142V Series-wired with 12.7 feet of 14AWG cabling to a 606W power source limits cabling losses to 0.02% | 304.31 | 146 | 0.971 | 6.6 | 2.084 | 0-10V Other Protocol | Dim to Off | Quick Disconnect |  |  |  | TRUE |  |  | No | [19 empty] | Quick Disconnect |  |  |  | TRUE | No | [18 empty] | Horizontal |  | 2024-03-27
Horticultural | H-0002544 | Acuity Brands Lighting | Verjure | Arize Factor ML900 | VAFS-9PKRWBD | 3 | EAEGER | TRUE | Indoor (Non-stacked), Indoor (Stacked), Greenhouse | Top light | Sole-Source, Supplemental | DC | 30 | 3.58 | 2.08 |  | 5 | 46.8 in | Model number may end in JP followed by a number to indicate packaging quantities. Please note that these DC-powered light sources are sold as components where complete systems are specified in the following format: VAFS 2 PKR WBD [All Options] | 2022-01-06 |  | Horticultural Lighting Fixture | 144.8 | 144.8 | No | TRUE |  | 826 |  |  | 64 | 142 | 620 | 8 | 834 |  | 2.74 | 2.51 | 2.77 | 2.54 |  |  |  | 826 | 64 | 142 | 620 | 8 | 834 |  | 2.74 | 2.77 | 301.5 | 301.5 | 1.5 | 0.971 | 7.7 | 2.082 | 328.8 | AC-derated performance is 91.7% efficiency at 100% loading on a 606W power source at 120V | 2 301.5W fixtures operating at 144.8V Series-wired with 12.7 feet of 14AWG cabling to a 606W power source limits cabling losses to 0.02% | 302.32 | 145.1 | 1 | 7.7 | 2.083 | 0-10V Other Protocol | Dim to Off | Quick Disconnect |  |  |  | TRUE |  |  | No | [19 empty] | Quick Disconnect |  |  |  | TRUE | No | [18 empty] | Horizontal |  | 2024-03-27
Horticultural | H-0002545 | Acuity Brands Lighting | Verjure | Arize Factor ML300 | VAFS-3PKBWBD | 3 | EAEGER | TRUE | Indoor (Non-stacked), Indoor (Stacked), Greenhouse | Top light | Sole-Source, Supplemental | DC | 40 | 3.58 | 2.08 |  | 5 | 46.8 in | Model number may end in JP followed by a number to indicate packaging quantities. Please note that these DC-powered light sources are sold as components where complete systems are specified in the following format: VAFS [4/5/6] PKB WBD [All Options] | 2022-01-06 |  | Horticultural Lighting Fixture | 47 | 47 | No | TRUE |  | 276 |  |  | 43 | 39 | 195 | 2 | 278 |  | 2.8 | 2.56 | 2.82 | 2.57 |  |  |  | 276 | 43 | 39 | 195 | 2 | 278 |  | 2.8 | 2.82 | 99 | 99 | 1.5 | 0.938 | 7.8 | 2.1 | 108.4 | AC-derated performance is 91.3% efficiency at 66.75% loading on a 606W power source at 120V | 6 98.6W fixtures operating at 47V Series-wired with 26.11 feet of 14AWG cabling to a 606W power source limits cabling losses to 0.06% | 98.78 | 47 | 0.938 | 7.8 | 2.102 | 0-10V Other Protocol | Dim to Off | Quick Disconnect |  |  |  | TRUE |  |  | No | [19 empty] | Quick Disconnect |  |  |  | TRUE | No | [18 empty] | Horizontal |  | 2024-03-27
Horticultural | H-0002546 | Acuity Brands Lighting | Verjure | Arize Factor ML300 | VAFS-3PKFWBD | 3 | EAEGER | TRUE | Indoor (Non-stacked), Indoor (Stacked), Greenhouse | Top light | Sole-Source, Supplemental | DC | 40 | 3.58 | 2.08 |  | 5 | 46.8 in | Model number may end in JP followed by a number to indicate packaging quantities. Please note that these DC-powered light sources are sold as components where complete systems are specified in the following format: VAFS [4/5/6] PKF WBD [All Options] | 2022-01-06 |  | Horticultural Lighting Fixture | 46.3 | 46.3 | No | TRUE |  | 261 |  |  | 19 | 44 | 197 | 12 | 273 |  | 2.68 | 2.44 | 2.81 | 2.55 |  |  |  | 261 | 19 | 44 | 197 | 12 | 273 |  | 2.68 | 2.81 | 97.19 | 97.19 | 1.5 | 0.936 | 7.9 | 2.1 | 106.9 | AC-derated performance is 90.88% efficiency at 66.72% loading on a 606W power source at 120V | 6 97.19W fixtures operating at 46.3V Series-wired with 26.11 feet of 14AWG cabling to a 606W power source limits cabling losses to 0.06% | 97.11 | 46.3 | 0.936 | 7.9 | 2.096 | 0-10V Other Protocol | Dim to Off | Quick Disconnect |  |  |  | TRUE |  |  | No | [19 empty] | Quick Disconnect |  |  |  | TRUE | No | [18 empty] | Horizontal |  | 2024-03-27
Horticultural | H-0002547 | Acuity Brands Lighting | Verjure | Arize Factor ML300 | VAFS-3PKRWBD | 3 | EAEGER | TRUE | Indoor (Non-stacked), Indoor (Stacked), Greenhouse | Top light | Sole-Source, Supplemental | DC | 40 | 3.58 | 2.08 |  | 5 | 46.8 in | Model number may end in JP followed by a number to indicate packaging quantities. Please note that these DC-powered light sources are sold as components where complete systems are specified in the following format: VAFS [4/5/6] PKR WBD [All Options] | 2022-01-06 |  | Horticultural Lighting Fixture | 46.8 | 46.8 | No | TRUE |  | 276 |  |  | 20 | 44 | 212 | 2 | 278 |  | 2.81 | 2.55 | 2.83 | 2.57 |  |  |  | 276 | 20 | 44 | 212 | 2 | 278 |  | 2.81 | 2.83 | 98.26 | 98.26 | 1.5 | 0.937 | 7.7 | 2.1 | 108.1 | AC-derated performance is 90.9% efficiency at 66.68% loading on a 606W power source at 120V | 6 98.26W fixtures operating at 46.8V Series-wired with 26.11 feet of 14AWG cabling to a 606W power source limits cabling losses to 0.06% | 98.4 | 46.8 | 0.937 | 7.7 | 2.101 | 0-10V Other Protocol | Dim to Off | Quick Disconnect |  |  |  | TRUE |  |  | No | [19 empty] | Quick Disconnect |  |  |  | TRUE | No | [18 empty] | Horizontal |  | 2024-03-27
Horticultural | H-0002555 | California LightWorks | California LightWorks | Magadrive Linear | MDL-400 | 3 | PPPUBW | TRUE | Indoor (Non-stacked), Indoor (Stacked), Greenhouse | Top light | Sole-Source, Supplemental | DC | 40 | 3.1 | 5.4 |  | 5 | 30.0 in |  | 2022-02-16 |  | Horticultural Lighting Fixture | 33 | 40 | Yes | TRUE |  | 1071 |  |  | 115 | 222 | 737 | 10 |  |  | 2.95 | 2.8 | [5 empty] | 1071 | 115 | 222 | 737 | 10 |  |  | 2.95 |  | 363 | 363 | 0 | 0.93 | 11 | 11 | 388.2 | AC-derated performance is 94.25% efficiency at 28.29% loading on a 10500W power source at MDP-10KWV | 27 363.4W fixtures operating at 17V Series-wired with 137.36 feet of 14AWG cabling to a 9836.32W power source | 363.38 | 34.61 | 1 |  | 10.499 | 0-10V IEC60929 Annex E, 0-10V ANSI C137.1 (8V), 0-10V ANSI C137.1 (9V), Bluetooth - Manufacturer Specific | Dim to Off | RJ-11, Flying Leads, Terminal Block, Wireless Radio | TRUE | TRUE | TRUE |  |  |  | No | [8 empty] | TRUE |  |  |  | TRUE |  |  |  |  | TRUE | TRUE |  | TRUE |  |  | TRUE | No | [20 empty] | 2024-02-16
Horticultural | H-0004014 | GrowGeneration Corp | iON LED | IONLED COMM830 | IONLED COMM830 | 3 | CCCHSV | TRUE | Indoor (Non-stacked), Indoor (Stacked), Greenhouse | Top light, Intra-canopy | Sole-Source, Supplemental | AC | 35 | 43.7 | 2.64 |  |  | 45.6 in |  | 2021-12-17 |  | Horticultural Lighting Fixture | 120 | 277 | No | TRUE | 2.9 | 2506 |  |  | 517 | 1010 | 980 | 51 | [8 empty] | 2.9 | 2506 | 517 | 1010 | 980 | 51 |  |  |  |  | 830 | 830 | 83 | 0.981 | 10 |  |  |  |  | 861.6 | 120 | 0.997 |  |  | 0-10V IEC60929 Annex E | Dim to Off | RJ-12 |  |  | TRUE |  |  |  | No | [13 empty] | TRUE | [9 empty] | TRUE | No | [20 empty] | 2024-02-29
Horticultural | H-0004020 | HongYi Lighting Limited | HONGYI | Horticultural lighting | GL-L7006A-820W-120 | 3 | CCCHTA |  | Indoor (Non-stacked), Greenhouse | Top light | Sole-Source, Supplemental | AC | 40 | 12 | 3.5 |  | 5 | 28.8 in |  | 2021-12-22 |  | Horticultural Lighting Fixture | 120 | 277 | No | TRUE | 2.5 | 2099 |  |  | 460 | 680 | 960 | 26 | [18 empty] | 838 | 838 | 0 | 0.954 | 2.66 | [9 empty] | 0-10V IEC60929 Annex E | Dim to Off, Manual Dimming | RJ-14 |  |  | TRUE |  |  |  | No | [14 empty] | TRUE | [8 empty] | TRUE | No | TRUE | [19 empty] | 2024-02-07
Horticultural | H-0004021 | HongYi Lighting Limited | HONGYI | Horticultural lighting | GL-L7006A-820W-480 | 3 | CCCHTA | TRUE | Indoor (Non-stacked), Greenhouse | Top light | Sole-Source, Supplemental | AC | 40 | 12 | 3.5 |  | 5 | 28.8 in |  | 2021-12-22 |  | Horticultural Lighting Fixture | 277 | 480 | No | TRUE | 2.5 | 2058 |  |  | 448 | 669 | 942 | 24 | [8 empty] | 2.5 | 2058 | 448 | 669 | 942 | 24 |  |  |  |  | 827 | 827 | 0 | 0.948 | 2.87 |  |  |  |  | 826.9 | 277 | 0.998 | 2.87 |  | 0-10V IEC60929 Annex E | Dim to Off, Manual Dimming | RJ-14 |  |  | TRUE |  |  |  | No | [14 empty] | TRUE | [8 empty] | TRUE | No | TRUE | [19 empty] | 2024-02-07
Horticultural | H-0004023 | Adaptiiv Grow Technologies, Inc. | Adaptiiv | AGT1000 | AGT1000 | 3 | PPPTZX | TRUE | Indoor (Non-stacked), Indoor (Stacked) | Top light | Sole-Source | AC | 43 | 40 | 3.75 |  | 5 | 45.6 in |  | 2022-01-12 |  | Horticultural Lighting Fixture | 120 | 277 | Yes | TRUE | 2.22 | 2119 | 48 | 2119 | 479 | 386 | 1262 | 298 | [8 empty] | 2.22 | 2119 | 479 | 386 | 1262 | 298 |  |  |  |  | 956 | 950 | 60 | 0.997 | 10 |  |  |  |  | 955.6 | 120 | 0.939 | 10 |  | 0-10V Other Protocol, Ethernet TCP/IP, DMX | Energy Monitoring, Manual Dimming | Terminal Block |  |  |  | TRUE |  |  | No |  |  | TRUE |  | DMX | [13 empty] | TRUE | [5 empty] | Yes | TRUE | TRUE | 18.33 | 48.78 | 75 | Water & Propylene Glycol Mix | 34 | 35 | 47 | 48 | 0.3 | 0.3 | 49 | 49 | 0.3 | 0.31 |  |  | Horizontal |  | 2024-02-27
Horticultural | H-0004505 | Hydrofarm LLC | PHOTOBIO | 850W LED Grow Fixture | PTB8850LS4X | 3 | VVVZWS | TRUE | Indoor (Non-stacked), Greenhouse | Top light | Sole-Source, Supplemental | AC | 40 | 14.21 | 3.06 |  | 5 | 24.0 in |  | 2021-11-30 |  | Horticultural Lighting Fixture | 120 | 277 | No | TRUE | 2.42 | 2116 | 0 | 2116.2 | 294 | 934 | 888 | 38 | [8 empty] | 2.4 | 2116 | 294 | 937 | 902 | 40 |  |  |  |  | 873 | 873 | 0 | 0.967 | 8 |  |  |  |  | 872.81 | 120 | 0.967 | 8.2 |  | 0-10V IEC60929 Annex E | Dim to Off, Manual Dimming | Terminal Block |  |  | TRUE |  |  |  | No | [18 empty] | TRUE |  |  |  |  | TRUE | No | TRUE
Horticultural | H-0004509 | GrowGeneration Corp | iON LED | Horticultural Lighting | IONLED COMM630 | 3 | VVVZXF | TRUE | Indoor (Non-stacked), Indoor (Stacked), Greenhouse | Top light | Supplemental | AC | 35 | 43.7 | 4.53 |  | 5 | 44.4 in |  | 2021-12-15 |  | Horticultural Lighting Fixture | 100 | 277 | No | TRUE | 2.71 | 1731 |  |  | 308 | 723 | 713 | 40 | [8 empty] | 2.71 | 1731 | 308 | 723 | 713 | 40 |  |  |  |  | 630 | 630 | 63 | 0.97 | 10 |  |  |  |  | 639.7 | 120 | 0.977 | 11.2 |  | 0-10V IEC60929 Annex E | No | Flying Leads, No |  |  | TRUE |  |  |  | No | [17 empty] | TRUE |  |  |  |  | No |  | No | [20 empty] | 2024-02-23
Horticultural | H-0004517 | Hawthorne Gardening Company | Gavita | Gavita CT 1930e LED 277-480V | HGC906751 | 3 | VVVZYE | TRUE | Indoor (Non-stacked), Greenhouse | Top light | Sole-Source, Supplemental | AC | 40 | 11.8 | 3.9 |  | 5 | 28.8 in |  | 2022-01-25 |  | Horticultural Lighting Fixture | 277 | 480 | No | TRUE | 2.4 | 1903 |  |  | 414 | 593 | 904 | 27 | [8 empty] | 2.4 | 1902 | 414 | 592 | 904 | 27 |  |  |  |  | 791 | 791 | 2.6 | 0.96 | 9.7 |  |  |  |  | 791.12 | 277 | 0.96 | 9.7 |  | 0-10V Other Protocol, 0-10V EIA-485 | Energy Monitoring, Dim to Off | RJ-45 |  |  |  | TRUE |  |  | No |  |  |  |  | 0-10V EIA-485 | [10 empty] | TRUE | [7 empty] | TRUE | Yes | [18 empty] | Horizontal |  | 2024-02-16
Horticultural | H-0005016 | HongYi Lighting Limited | HONGYI | Horticultural lighting | GL-L7005A-720W-120 | 3 | EEEGNA | TRUE | Indoor (Non-stacked), Greenhouse | Top light | Sole-Source, Supplemental | AC | 40 | 3.8 | 3 |  | 5 | 45.6 in |  | 2021-12-22 |  | Horticultural Lighting Fixture | 120 | 277 | No | TRUE | 2.5 | 1783 |  |  | 334 | 758 | 691 | 38 | [8 empty] | 2.5 | 1783 | 334 | 758 | 691 | 38 |  |  |  |  | 720 | 720 | 0 | 0.954 | [5 empty] | 720.4 | 120 | 0.976 | 3.2 |  | 0-10V IEC60929 Annex E | Dim to Off, Manual Dimming | RJ-14 |  |  | TRUE |  |  |  | No | [14 empty] | TRUE | [8 empty] | TRUE | No | TRUE | [19 empty] | 2024-02-07
Horticultural | H-0005017 | HongYi Lighting Limited | HONGYI | Horticultural lighting | GL-L7005A-720W-480 | 3 | EEEGNA |  | Indoor (Non-stacked), Greenhouse | Top light | Sole-Source, Supplemental | AC | 40 | 3.8 | 3 |  | 5 | 45.6 in |  | 2021-12-22 |  | Horticultural Lighting Fixture | 277 | 480 | No | TRUE | 2.5 | 1803 |  |  | 343 | 763 | 696 | 39 | [18 empty] | 714 | 714 | 0 | 0.961 | [10 empty] | 0-10V IEC60929 Annex E | Dim to Off, Manual Dimming | RJ-14 |  |  | TRUE |  |  |  | No | [14 empty] | TRUE | [8 empty] | TRUE | No | TRUE | [19 empty] | 2024-02-07
Horticultural | H-0005034 | Grower’s Choice | Grower's Choice | Horticultural Luminaires | ROI-E420 | 3 | EEEGOS | TRUE | Indoor (Non-stacked), Greenhouse | Top light | Sole-Source, Supplemental | AC | 40 | 34.6 | 3.2 |  | 5 | 34.8 in |  | 2022-02-24 |  | Horticultural Lighting Fixture | 120 | 277 | No | TRUE | 2.61 | 1132 | 0 | 1132 | 207 | 482 | 446 | 26 | [8 empty] | 2.61 | 1132 | 207 | 482 | 446 | 26 |  |  |  |  | 420 | 420 | 0 | 0.968 | 10.2 |  |  |  |  | 433.3 | 120 | 0.968 | 10.2 |  | 0-10V ANSI C137.1 (8V), 0-10V ANSI C137.1 (9V) | Dim to Off, Manual Dimming | RJ-14 | TRUE | TRUE |  |  |  |  | No | [14 empty] | TRUE | [8 empty] | TRUE | No | TRUE | [19 empty] | 2024-05-09
Horticultural | H-0005035 | Grower’s Choice | Grower's Choice | Grower's Choice ROI-E720 Horticulture LED System | ROI-E720 | 3 | EEEGOT | TRUE | Indoor (Non-stacked), Greenhouse | Top light | Sole-Source, Supplemental | AC | 40 | 46.8 | 3.2 |  | 5 | 46.8 in |  | 2022-02-24 |  | Horticultural Lighting Fixture | 120 | 277 | No | TRUE | 2.71 | 1948 | 0 | 1948 | 324 | 790 | 836 | 47 | [8 empty] | 2.71 | 1948 | 324 | 790 | 836 | 47 |  |  |  |  | 720 | 720 | 0 | 0.959 | 9.4 |  |  |  |  | 718.6 | 120 | 0.959 | 9.4 |  | 0-10V ANSI C137.1 (8V), 0-10V ANSI C137.1 (9V) | Dim to Off, Manual Dimming | RJ-14 | TRUE | TRUE |  |  |  |  | No | [14 empty] | TRUE | [8 empty] | TRUE | No | TRUE | [19 empty] | 2024-04-30
Horticultural | H-002032 | PhotonTek, Inc. | PhotonTek |  | X 465W PRO 2.9 277V | 3 | WWWXSR | TRUE | Indoor (Non-stacked) | Top light | Sole-Source, Supplemental | AC | 40 | 35.43 | 2.04 |  | 5 | 39.6 in |  | 2021-11-22 |  | Horticultural Lighting Fixture | 277 | 277 | No | TRUE | 2.81 | 1307.1 |  |  | 212.1 | 509 | 594 | 18.9 | [8 empty] | 2.81 | 1307.1 | 212.1 | 509 | 594 | 18.9 |  |  |  |  | 465.11 | 465.11 | 0 | 0.962 | 7.8 |  |  |  |  | 465.11 | 277 | 0.962 | 7.7 |  | 0-10V IEC60929 Annex E | Dim to Off, Manual Dimming | Proprietary Cable Fitting |  |  | TRUE |  |  |  | No | [19 empty] | Proprietary Cable Fitting |  |  |  | TRUE | No | TRUE | [19 empty] | 2024-02-26
Horticultural | H-002033 | PhotonTek, Inc. | PhotonTek |  | X 600W PRO 2.9 277V | 3 | WWWXSR |  | Indoor (Non-stacked) | Top light | Sole-Source, Supplemental | AC | 40 | 42.95 | 3.2 |  | 5 | 46.8 in |  | 2021-11-22 |  | Horticultural Lighting Fixture | 277 | 277 | No | TRUE | 2.8 | 1704.8 |  |  | 274.9 | 673 | 767.2 | 23 | [18 empty] | 609.55 | 609.55 | 0 | 0.957 | 9.7 | [9 empty] | 0-10V IEC60929 Annex E | Dim to Off, Manual Dimming | Proprietary Cable Fitting |  |  | TRUE |  |  |  | No | [19 empty] | Proprietary Cable Fitting |  |  |  | TRUE | No | TRUE | [19 empty] | 2024-02-26
Horticultural | H-002034 | Fluence Bioengineering | Fluence | SPYDR | SR-2X33-I-LVG-(Blank,XXX)-(S,B,R) | 3 | WWWXRZ | TRUE | Indoor (Stacked) | Top light | Sole-Source | AC | 35 | 42.8 | 4 |  | 5 | 32.4 in |  | 2021-11-29 |  | Horticultural Lighting Fixture | 120 | 277 | No | TRUE | 2.41 | 705 | 0 | 704.8 | 120 | 278 | 306 | 21 | 726 | [7 empty] | 2.41 | 705 | 120 | 278 | 306 | 21 | 726 |  |  |  | 292 | 292 | 0 | 0.94 | 14 |  |  |  |  | 291.99 | 120 | 0.94 | 14 |  | 0-10V Other Protocol | Dim to Off | M12 |  |  |  | TRUE |  |  | No | [19 empty] | M12 |  |  |  | TRUE | No | [18 empty] | Horizontal |  | 2024-08-05
Horticultural | H-002035 | Fluence Bioengineering | Fluence | SPYDR | SR-2X33-I-HVG-(Blank,XXX)-(S,B,R) | 3 | WWWXRZ | TRUE | Indoor (Stacked) | Top light | Sole-Source | AC | 35 | 42.8 | 4 |  | 5 | 32.4 in |  | 2021-11-29 |  | Horticultural Lighting Fixture | 277 | 480 | No | TRUE | 2.48 | 701 | 0 | 701.3 | 120 | 277 | 305 | 21 | 722 | [7 empty] | 2.48 | 701 | 120 | 277 | 305 | 21 | 722 |  |  |  | 283 | 283 | 0 | 0.937 | 8.3 |  |  |  |  | 282.6 | 277 | 0.937 | 8.3 |  | 0-10V Other Protocol | Dim to Off | M12 |  |  |  | TRUE |  |  | No | [19 empty] | M12 |  |  |  | TRUE | No | [18 empty] | Horizontal |  | 2024-08-05
Horticultural | H-002056 | Fluence Bioengineering | Fluence | SPYDR | SR-2H47-I-[HV,HVG]-[Blank,XXX]-[S,B,R] | 3 | WWWXUN | TRUE | Indoor (Non-stacked), Indoor (Stacked) | Top light | Sole-Source | AC | 35 | 43 | 4 |  | 5 | 46.8 in |  | 2022-02-25 |  | Horticultural Lighting Fixture | 230 | 480 | No | TRUE | 2.75 | 2184 |  |  | 384 | 892 | 908 | 56 | [8 empty] | 2.75 | 2184 | 384 | 892 | 908 | 56 |  |  |  |  | 795 | 795 | 1 | 0.997 | 3.5 |  |  |  |  | 795 | 220.02 | 0.997 | 3.5 |  | 0-10V Other Protocol | Dim to Off | M12 |  |  |  | TRUE |  |  | No | [19 empty] | M12 |  |  |  | TRUE | No | [18 empty] | Horizontal |  | 2024-02-28
Horticultural | H-4T95YA | Thrive Agritech | Thrive Agritech | Infinity XE | TBAR-60W-FS2 | 3 | NNNPFJ | TRUE | Indoor (Non-stacked), Indoor (Stacked), Greenhouse | Top light, Intra-canopy | Sole-Source, Supplemental | AC | 35 | 2.2 | 3.1 |  | 5 | 45.6 in |  | 2022-03-28 |  | Horticultural Lighting Fixture | 120 | 277 | No | TRUE | 2.54 | 151 | 15.1 | 151.3 | 23 | 57 | 72 | 4 | 155 | 2.61 | [6 empty] | 2.49 | 148 | 23 | 57 | 72 | 4 | 155 | 2.61 |  |  | 59.6 | 59.6 | 6 | 0.901 | 12.4 |  |  |  |  | 59.34 | 120 | 0.901 | 12.4 |  | 0-10V IEC60929 Annex E, 0-10V ANSI C137.1 (8V), 0-10V ANSI C137.1 (9V) | No | CNTLR-V2 | TRUE | TRUE | TRUE |  |  |  | No | [19 empty] | CNTLR-V2 |  |  |  |  | No | [20 empty] | 2024-08-13
Horticultural | H-A7P60NB | TrolMaster Agro Instruments Co., Ltd | ThinkGrow | Horticulture LED Grow Light | MODEL-W | 3 | CCCHTI | TRUE | Indoor (Non-stacked), Greenhouse | Top light | Supplemental | AC | 40 | 44.6 | 1.6 |  | 5 | 45.6 in | This product has been tested with 8 light bars. Any change to number of light bars will affect QPL listed performance | 2022-01-20 |  | Horticultural Lighting Fixture | 100 | 277 | No | TRUE | 2.6 | 1688 | 0 | 1688 | 289 | 702 | 698 | 92 | [8 empty] | 2.6 | 1688 | 289 | 702 | 698 | 92 |  |  |  |  | 660 | 660 | 0 | 0.955 | 11.3 |  |  |  |  | 648.5 | 100 | 0.955 | 11.3 |  | 0-10V Other Protocol | Dim to Off | RS485 |  |  |  | TRUE |  |  | No | [19 empty] | RS485 |  |  |  | TRUE | No | [20 empty] | 2024-06-28
Horticultural | H-BCYT7HK | Shenzhen Number Energy Saving Corporation | NANOLUX |  | LEDex F630 | 3 | NNNPCH |  | Indoor (Non-stacked), Indoor (Stacked), Greenhouse | Top light, Intra-canopy | Sole-Source, Supplemental | AC | 35 | 4.13 | 3.35 |  | 5 | 48.0 in |  | 2021-12-20 |  | Horticultural Lighting Fixture | 100 | 277 | No | TRUE | 2.96 | 1925 |  |  | 385 | 794 | 748 | 40 | [8 empty] | 2.96 | 1925 | 384.6 | 794.3 | 747.5 | 40.3 |  |  |  |  | 630 | 630 | 63 | 0.982 | 12 |  |  |  |  | 651 | 120 | 0.9817 | 12 |  | 0-10V IEC60929 Annex E | No | RJ-12 |  |  | TRUE |  |  |  | No | [13 empty] | TRUE | [10 empty] | No | [20 empty] | 2024-02-21
Horticultural | H-DA5XC7 | AGC Lighting Co., Ltd | AGC Lighting | Horti-Green | HL11-030 | 3 | EEEGPG | TRUE | Indoor (Non-stacked), Indoor (Stacked), Greenhouse | Top light | Supplemental | AC | 40 | 1.89 | 1.3 |  | 5 | 46.8 in |  | 2022-03-28 |  | Horticultural Lighting Fixture | 100 | 277 | No |  | 2.56 | 75 | 75 | 75 | 13 | 33 | 29 | 1 | [8 empty] | 2.56 | 75 | 13 | 33 | 29 | 1 |  |  |  |  | 30 | 30 | 30 | 0.954 | 9 |  |  |  |  | 29.3 | 120 | 0.954 | 8.5 |  |  | No | [7 empty] | No | [24 empty] | No | [20 empty] | 2023-12-11
Horticultural | H-E53QF2 | IQ Horticultural Lighting | IQ Horticultural Lighting | ZEN 7 | ZEN 7 120 EXT | 3 | UUUVGG | TRUE | Indoor (Non-stacked), Greenhouse | Top light | Sole-Source, Supplemental | AC | 40 | 3.8 | 3 |  | 5 | 45.6 in |  | 2021-12-22 |  | Horticultural Lighting Fixture | 120 | 277 | No | TRUE | 2.5 | 1783 |  |  | 334 | 758 | 691 | 38 | [8 empty] | 2.5 | 1783 | 334 | 758 | 691 | 38 |  |  |  |  | 720 | 720 | 0 | 0.954 | [5 empty] | 720.4 | 120 | 0.976 | 3.2 |  | 0-10V IEC60929 Annex E | Dim to Off, Manual Dimming | RJ-14 |  |  | TRUE |  |  |  | No | [14 empty] | TRUE | [8 empty] | TRUE | No | TRUE | [19 empty] | 2024-02-21
Horticultural | H-F2VCRA | IQ Horticultural Lighting | IQ Horticultural Lighting | SKY 6 | SKY 6 120 EXT | 3 | UUUVGI |  | Indoor (Non-stacked), Indoor (Stacked), Greenhouse | Top light | Sole-Source | AC | 40 | 41.7 | 4.5 |  | 5 | 45.6 in |  | 2022-01-14 |  | Horticultural Lighting Fixture | 120 | 277 | No | TRUE | 2.6 | 1663 |  |  | 316 | 699 | 649 | 35 | [18 empty] | 642.3 | 642.3 | 0 | 0.964 | 1.2 | [9 empty] | 0-10V IEC60929 Annex E | Dim to Off, Manual Dimming | RJ-14 |  |  | TRUE |  |  |  | No | [14 empty] | TRUE | [8 empty] | TRUE | No | TRUE | [19 empty] | 2024-02-20
Horticultural | H-LC4FJE | HLG | Horticulture Lighting Group | HLG350R | HLG350R | 3 | PPPUCI | TRUE | Indoor (Non-stacked), Indoor (Stacked) | Top light | Sole-Source | AC | 40 | 9.5 | 3.25 |  | 5 | 34.8 in |  | 2022-03-25 |  | Horticultural Lighting Fixture | 120 | 277 | No | TRUE | 2.86 | 946 |  |  | 202 | 394 | 356 | 15 | [8 empty] | 2.86 | 946 | 202 | 394 | 356 | 15 |  |  |  |  | 331 | 222 | 0 | 0.998 | 4 |  |  |  |  | 330.6 | 120 | 0.963 | 7.7 |  | 0-10V Other Protocol | Dim to Off | RJ-11 |  |  |  | TRUE |  |  | No | [12 empty] | TRUE | [10 empty] | TRUE | No | [20 empty] | 2024-03-12
Horticultural | H-NW90DK | IQ Horticultural Lighting | IQ Horticultural Lighting | SOL 8 | SOL 8 277 EXT | 3 | UUUVGH | TRUE | Indoor (Non-stacked), Greenhouse | Top light | Sole-Source, Supplemental | AC | 40 | 12 | 3.5 |  | 5 | 28.8 in |  | 2021-12-22 |  | Horticultural Lighting Fixture | 277 | 480 | No | TRUE | 2.5 | 2058 |  |  | 448 | 669 | 942 | 24 | [8 empty] | 2.5 | 2058 | 448 | 669 | 942 | 24 |  |  |  |  | 827 | 827 | 0 | 0.948 | 2.87 |  |  |  |  | 826.9 | 277 | 0.998 | 2.87 |  | 0-10V IEC60929 Annex E | Dim to Off, Manual Dimming | RJ-14 |  |  | TRUE |  |  |  | No | [14 empty] | TRUE | [8 empty] | TRUE | No | TRUE | [19 empty] | 2024-02-20
Horticultural | H-NZHLE5 | IQ Horticultural Lighting | IQ Horticultural Lighting | SKY 7 | SKY 7 120 EXT | 3 | UUUVGI | TRUE | Indoor (Non-stacked), Indoor (Stacked), Greenhouse | Top light | Sole-Source | AC | 40 | 41.7 | 4.5 |  | 5 | 45.6 in |  | 2022-01-14 |  | Horticultural Lighting Fixture | 120 | 277 | No | TRUE | 2.5 | 1837 |  |  | 354 | 771 | 713 | 39 | [8 empty] | 2.5 | 1837 | 354 | 771 | 713 | 39 |  |  |  |  | 733.8 | 733.8 | 0 | 0.959 | 1.6 |  |  |  |  | 733.8 | 120 | 0.998 | 1.6 |  | 0-10V IEC60929 Annex E | Dim to Off, Manual Dimming | RJ-14 |  |  | TRUE |  |  |  | No | [14 empty] | TRUE | [8 empty] | TRUE | No | TRUE | [19 empty] | 2024-02-20
Horticultural | H-PHKF4Z | Thrive Agritech | Thrive Agritech | Boost XE | TBAR-120W-FS2 | 3 | NNNPFF | TRUE | Indoor (Non-stacked), Indoor (Stacked), Greenhouse | Top light, Intra-canopy | Sole-Source, Supplemental | AC | 35 | 2.2 | 3.1 |  | 5 | 45.6 in |  | 2022-03-17 |  | Horticultural Lighting Fixture | 120 | 277 | No | TRUE | 2.59 | 299 | 29.9 | 298.6 | 44 | 108 | 148 | 8 | 307 | 2.66 | [6 empty] | 2.57 | 296 | 44 | 108 | 148 | 8 | 307 | 2.66 |  |  | 115.38 | 115.38 | 11.5 | 0.939 | 11.4 |  |  |  |  | 115.26 | 120 | 0.939 | 11.4 |  | 0-10V IEC60929 Annex E, 0-10V ANSI C137.1 (8V), 0-10V ANSI C137.1 (9V) | No | CNTLR-V2 | TRUE | TRUE | TRUE |  |  |  | No | [19 empty] | CNTLR-V2 |  |  |  |  | No | [20 empty] | 2024-08-13
Horticultural | H-QQS8Q3 | AVENORD INC. | AGRICLÉ | Horticultural Luminaire | HORTI.03.100.030D4.03.F | 3 | UUUVQH | TRUE | Indoor (Non-stacked), Indoor (Stacked), Greenhouse | Top light | Supplemental | AC | 40 | 1.89 | 1.3 |  | 5 | 46.8 in |  | 2022-03-28 |  | Horticultural Lighting Fixture | 100 | 277 | No |  | 2.56 | 75 | 75 | 75 | 13 | 33 | 29 | 1 | [8 empty] | 2.56 | 75 | 13 | 33 | 29 | 1 |  |  |  |  | 30 | 30 | 30 | 0.954 | 9 |  |  |  |  | 29.3 | 120 | 0.954 | 8.5 |  |  | No | [7 empty] | No | [24 empty] | No | [20 empty] | 2024-01-08
Horticultural | H-S91PBUJ | Grower’s Choice | Grower's Choice | Horticultural Luminaires | ROI-E200 | 3 | WWWXUL | TRUE | Indoor (Non-stacked), Greenhouse | Top light | Sole-Source, Supplemental | AC | 40 | 23.3 | 2.3 |  | 5 | 43.2 in |  | 2022-02-24 |  | Horticultural Lighting Fixture | 120 | 277 | No | TRUE | 2.51 | 536 | 0 | 536.1 | 135 | 242 | 159 | 12 | [8 empty] | 2.51 | 536 | 135 | 242 | 159 | 12 |  |  |  |  | 200 | 200 | 0 | 0.968 | 11.8 |  |  |  |  | 213.4 | 120 | 0.968 | 11.8 |  | 0-10V ANSI C137.1 (8V), 0-10V ANSI C137.1 (9V) | Dim to Off, Manual Dimming | RJ-14 | TRUE | TRUE |  |  |  |  | No | [14 empty] | TRUE | [8 empty] | TRUE | No | TRUE | [19 empty] | 2024-05-09
Horticultural | H-T1GFTQS | Fluence Bioengineering | Fluence | VYPR 3p | VR-3P-DR5-[LVG,HVG]-[S,B] | 3 | WWWXTY | TRUE | Indoor (Non-stacked), Greenhouse | Top light | Sole-Source, Supplemental | AC | 35 | 2.91 | 3.23 |  |  | 42.0 in |  | 2022-01-28 |  | Horticultural Lighting Fixture | 120 | 480 | No | TRUE | 2.7 | 1791 |  |  | 851 | 6 | 933 | 4 | [8 empty] | 2.46 | 1636 | 773 | 6 | 858 | 4 |  |  |  |  | 663 | 663 | 1 | 0.955 | 8 |  |  |  |  | 664.6 | 120 | 0.962 | 8 |  | 0-10V Other Protocol | Dim to Off | M12 |  |  |  | TRUE |  |  | No | [19 empty] | M12 |  |  |  | TRUE | No | [18 empty] | Horizontal |  | 2024-02-22
Horticultural | H-T62PDIN | Fluence Bioengineering | Fluence | VYPR 3p | VR-3P-DR9-[LVG,HVG]-[S,B] | 3 | WWWXTY | TRUE | Indoor (Non-stacked), Greenhouse | Top light | Sole-Source, Supplemental | AC | 35 | 2.91 | 3.23 |  | 5 | 42.0 in |  | 2022-01-28 |  | Horticultural Lighting Fixture | 120 | 480 | No | TRUE | 3.05 | 2012 |  |  | 76 | 3 | 1932 | 9 | [8 empty] | 3.05 | 2012 | 76 | 3 | 1932 | 9 |  |  |  |  | 660 | 660 | 1 | 0.966 | 7 |  |  |  |  | 660.2 | 120 | 0.965 | 7.8 |  | 0-10V Other Protocol | Dim to Off | M12 |  |  |  | TRUE |  |  | No | [19 empty] | M12 |  |  |  | TRUE | No | [18 empty] | Horizontal |  | 2024-02-22
Horticultural | H-XZQG346 | Hawthorne Gardening Company | Gavita | Gavita Pro 1700e LED | HGC906056 | 3 | MMMSTZ | TRUE | Indoor (Non-stacked), Greenhouse | Top light | Sole-Source, Supplemental | AC | 40 | 43.7 | 2.3 |  | 5 | 44.4 in |  | 2021-12-13 |  | Horticultural Lighting Fixture | 208 | 277 | No | TRUE | 2.7 | 1783 |  |  | 333 | 735 | 715 | 40 | 1828 | 2.77 | [6 empty] | 2.7 | 1783 | 333 | 735 | 715 | 40 | 1830 | 2.78 |  |  | 660.7 | 661 | 2 | 0.967 | 7.1 |  |  |  |  | 660.7 | 208 | 0.958 | 7.8 |  | 0-10V ANSI C137.1 (9V), 0-11.5V to adapater 0-9V to luminaire | Dim to Off | RJ-45, RJ-9 |  | TRUE |  |  |  |  | No |  |  |  |  | 0-11.5V to adapater 0-9V to luminaire | [10 empty] | TRUE |  |  |  | RJ-9 |  |  |  | TRUE | No | [18 empty] | Horizontal |  | 2024-02-16
Horticultural | H-0000003 | FOHSE INC | FOHSE | Sirius 60W 277V | Sirius 60W 277V | 3 | PPPTZZ | TRUE | Indoor (Non-stacked) | Top light | Sole-Source | AC | 40 | 45.5 | 5 |  | 5 | 21.6 in |  | 2021-10-22 |  | Horticultural Lighting Fixture | 100 | 277 | No | TRUE | 2.31 | 145 |  |  | 44 | 67 | 35 | 3 | [8 empty] | 2.305 | 145.4 | 43.5 | 66.6 | 35.4 | 2.6 |  |  |  |  | 63.07 | 63 | 0 | 0.992 | 3.3 |  |  |  |  | 63.07 | 120 | 0.962 | 3.8 |  | 0-10V IEC60929 Annex E | Dim to Off | Terminal Block |  |  | TRUE |  |  |  | No | [18 empty] | TRUE |  |  |  |  | TRUE | No | [18 empty] | Horizontal |  | 2024-02-29
Horticultural | H-0000501 | Acuity Brands Lighting | Verjure | Arize Element L1000 | VAE1 PUB SEFY [ALL VOLTAGES]GZ10 XWD [All Options] | 3 | EAEGDC | TRUE | Indoor (Non-stacked), Greenhouse | Top light | Sole-Source, Supplemental | AC | 40 | 7 | 2.93 |  | 5 | 28.8 in | Model numbers may end in JP followed by a number to indicate packaging quantities | 2021-11-09 |  | Horticultural Lighting Fixture | 120 | 480 | No | TRUE | 2.93 | 1871 |  |  | 349 | 4 | 1518 | 4 | 1876 | 2.94 | [6 empty] | 2.93 | 1871 | 349 | 4 | 1518 | 4 | 1876 | 2.94 |  |  | 638 | 638 | 0.5 | 0.971 | 7.8 |  |  |  |  | 637.86 | 277 | 0.971 | 7.8 |  | 0-10V Other Protocol | Dim to Off | VACNPQDLV3FT Dimming Cable |  |  |  | TRUE |  |  | No | [19 empty] | VACNPQDLV3FT Dimming Cable |  |  |  | TRUE | No | [18 empty] | Horizontal |  | 2024-02-29
Horticultural | H-0000502 | Acuity Brands Lighting | Verjure | Arize Element L1000 | VAE1 PKT SEFY [ALL VOLTAGES] GZ10 XWD [All Options] | 3 | EAEGDC | TRUE | Indoor (Non-stacked), Greenhouse | Top light | Sole-Source, Supplemental | AC | 40 | 7 | 2.93 |  | 5 | 28.8 in | Model numbers may end in JP followed by a number to indicate packaging quantities | 2021-11-09 |  | Horticultural Lighting Fixture | 120 | 480 | No | TRUE | 2.94 | 1829 | 0 | 1829.1 | 79 | 135 | 1615 | 8 | 1838 | 2.95 | [6 empty] | 2.94 | 1829 | 79 | 135 | 1615 | 8 | 1838 | 2.95 |  |  | 623 | 623 | 0.5 | 0.966 | 8 |  |  |  |  | 623 | 120 | 0.966 | 8.2 |  | 0-10V Other Protocol | Dim to Off | VACNPQDLV3FT Dimming Cable |  |  |  | TRUE |  |  | No | [19 empty] | VACNPQDLV3FT Dimming Cable |  |  |  | TRUE | No | [18 empty] | Horizontal |  | 2024-02-29
Horticultural | H-0000503 | Acuity Brands Lighting | Verjure | Arize Element L1000 | VAE1 PKF SEFY [ALL VOLTAGES] GZ10 XWD [All Options] | 3 | EAEGDC | TRUE | Indoor (Non-stacked), Greenhouse | Top light | Sole-Source, Supplemental | AC | 40 | 7 | 2.93 |  | 5 | 28.8 in | Model numbers may end in JP followed by a number to indicate packaging quantities | 2021-11-09 |  | Horticultural Lighting Fixture | 120 | 480 | No | TRUE | 2.7 | 1798 |  |  | 151 | 265 | 1383 | 119 | 1918 | 2.88 | [6 empty] | 2.7 | 1798 | 151 | 265 | 1383 | 119 | 1918 | 2.88 |  |  | 666 | 666 | 0.5 | 0.973 | 7.7 |  |  |  |  | 666.43 | 277 | 0.973 | 7.7 |  | 0-10V Other Protocol | Dim to Off | VACNPQDLV3FT Dimming Cable |  |  |  | TRUE |  |  | No | [19 empty] | VACNPQDLV3FT Dimming Cable |  |  |  | TRUE | No | [18 empty] | Horizontal |  | 2024-02-29
Horticultural | H-0000504 | Acuity Brands Lighting | Verjure | Arize Element L1000 | VAE1 BRH SEFY [ALL VOLTAGES] GZ10 XWD [All Options] | 3 | EAEGDC | TRUE | Indoor (Non-stacked), Greenhouse | Top light | Sole-Source, Supplemental | AC | 40 | 7 | 2.93 |  | 5 | 28.8 in | Model numbers may end in JP followed by a number to indicate packaging quantities | 2021-11-09 |  | Horticultural Lighting Fixture | 120 | 480 | No | TRUE | 2.4 | 1712 |  |  | 419 | 638 | 656 | 14 | 1727 | 2.42 | [6 empty] | 2.4 | 1712 | 419 | 638 | 656 | 14 | 1727 | 2.42 |  |  | 712 | 712 | 0.5 | 0.975 | 7.3 |  |  |  |  | 712.29 | 120 | 0.975 | 7.3 |  | 0-10V Other Protocol | Dim to Off | VACNPQDLV3FT Dimming Cable |  |  |  | TRUE |  |  | No | [19 empty] | VACNPQDLV3FT Dimming Cable |  |  |  | TRUE | No | [18 empty] | Horizontal |  | 2024-02-29
Horticultural | H-0000505 | Acuity Brands Lighting | Verjure | Arize Element L1000 | VAE1 PUB HEFY [ALL VOLTAGES]GZ10 XWD [All Options] | 3 | EAEGDC | TRUE | Indoor (Non-stacked), Greenhouse | Top light | Sole-Source, Supplemental | AC | 40 | 7 | 2.93 |  | 5 | 28.8 in | Model numbers may end in JP followed by a number to indicate packaging quantities | 2021-11-09 |  | Horticultural Lighting Fixture | 120 | 480 | No | TRUE | 3.2 | 1862 |  |  | 338 | 3 | 1520 | 3 | 1865 | 3.2 | [6 empty] | 3.2 | 1862 | 338 | 3 | 1520 | 3 | 1865 | 3.21 |  |  | 581 | 581 | 0.5 | 0.966 | 8.2 |  |  |  |  | 580.92 | 277 | 0.966 | 8.2 |  | 0-10V Other Protocol | Dim to Off | VACNPQDLV3FT Dimming Cable |  |  |  | TRUE |  |  | No | [19 empty] | VACNPQDLV3FT Dimming Cable |  |  |  | TRUE | No | [18 empty] | Horizontal |  | 2024-02-29
Horticultural | H-0000506 | Acuity Brands Lighting | Verjure | Arize Element L1000 | VAE1 PKT HEFY [ALL VOLTAGES]GZ10 XWD [All Options] | 3 | EAEGDC | TRUE | Indoor (Non-stacked), Greenhouse | Top light | Sole-Source, Supplemental | AC | 40 | 7 | 2.93 |  | 5 | 28.8 in | Model numbers may end in JP followed by a number to indicate packaging quantities | 2021-11-09 |  | Horticultural Lighting Fixture | 120 | 480 | No | TRUE | 3.26 | 1847 |  |  | 106 | 105 | 1636 | 5 | 1852 | 3.26 | [6 empty] | 3.26 | 1847 | 106 | 105 | 1636 | 5 | 1852 | 3.27 |  |  | 567 | 567 | 0.5 | 0.964 | 8.4 |  |  |  |  | 566.6 | 277 | 0.964 | 8.4 |  | 0-10V Other Protocol | Dim to Off | VACNPQDLV3FT Dimming Cable |  |  |  | TRUE |  |  | No | [19 empty] | VACNPQDLV3FT Dimming Cable |  |  |  | TRUE | No | [18 empty] | Horizontal |  | 2024-02-29
Horticultural | H-0000507 | Acuity Brands Lighting | Verjure | Arize Element L1000 | VAE1 PKF HEFY [ALL VOLTAGES]GZ10 XWD [All Options] | 3 | EAEGDC | TRUE | Indoor (Non-stacked), Greenhouse | Top light | Sole-Source, Supplemental | AC | 40 | 7 | 2.93 |  | 5 | 28.8 in | Model numbers may end in JP followed by a number to indicate packaging quantities | 2021-11-09 |  | Horticultural Lighting Fixture | 120 | 480 | No | TRUE | 2.83 | 1688 |  |  | 139 | 249 | 1300 | 109 | 1797 | 3.01 | [6 empty] | 2.83 | 1688 | 139 | 249 | 1300 | 109 | 1797 | 3.01 |  |  | 597 | 597 | 0.5 | 0.967 | 8.2 |  |  |  |  | 596.89 | 277 | 0.967 | 8.2 |  | 0-10V Other Protocol | Dim to Off | VACNPQDLV3FT Dimming Cable |  |  |  | TRUE |  |  | No | [19 empty] | VACNPQDLV3FT Dimming Cable |  |  |  | TRUE | No | [18 empty] | Horizontal |  | 2024-02-29
Horticultural | H-0001001 | SINOWELL INC | FLEXSTAR | Electronic horticultural LED flxture | FLEXSTAR 720W PRO | 3 | NNNPCI | TRUE | Indoor (Non-stacked), Indoor (Stacked), Greenhouse | Top light, Intra-canopy | Sole-Source, Supplemental | AC | 35 | 47.8 | 4.2 |  | 5 | 66.0 in |  | 2021-09-17 |  | Horticultural Lighting Fixture | 208 | 277 | No | TRUE | 2.8 | 2000 |  |  | 432.8 | 814 | 747 | 43.4 | [8 empty] | 2.7554 | 1993.82 | 432.82 | 814.03 | 746.96 | 43.42 |  |  |  |  | 720 | 720 | 0 | 0.9 | 4 |  |  |  |  | 723.6 | 208 | 0.9811 | 6.72 |  | 0-10V IEC60929 Annex E, 0-10V ANSI C137.1 (8V), 0-10V ANSI C137.1 (9V) | Dim to Off, Manual Dimming | RJ-11, RJ-12 | TRUE | TRUE | TRUE |  |  |  | No | [12 empty] | TRUE | TRUE | [9 empty] | TRUE | No | TRUE | [19 empty] | 2024-02-09
Horticultural | H-0001501 | FOHSE INC | FOHSE | F1V 420W 277V | F1V 420W 277V | 3 | NNNPGF | TRUE | Indoor (Non-stacked) | Top light | Sole-Source | AC | 40 | 45.5 | 5 |  | 5 | 42.0 in |  | 2021-09-08 |  | Horticultural Lighting Fixture | 100 | 277 | No | TRUE | 2.5 | 1050 |  |  | 306 | 470 | 275 | 20 | [8 empty] | 2.49 | 1062 | 310 | 476 | 278 | 20 |  |  |  |  | 420 | 420 | 0 | 0.999 | 2 |  |  |  |  | 426.2 | 120 | 0.962 | 8.2 |  | 0-10V IEC60929 Annex E | Dim to Off | Terminal Block |  |  | TRUE |  |  |  | No | [18 empty] | TRUE |  |  |  |  | TRUE | No | [18 empty] | Horizontal |  | 2024-02-29
Horticultural | H-0002001 | FloraFlex Corp. | FloraFlex | LED Grow Light | FLL-6801 | 3 | WWWXQW | TRUE | Indoor (Non-stacked), Indoor (Stacked), Greenhouse | Top light | Supplemental | AC | 45 | 43.3 | 1.97 |  | 5 | 46.8 in |  | 2021-09-01 |  |  | 100 | 277 | No | TRUE | 2.64 | 1778 |  |  | 352.4 | 733 | 693.9 | 42.5 | [8 empty] | 2.64 | 1778 | 352.4 | 733 | 693.9 | 42.5 |  |  |  |  | 650 | 650 | 65 | 0.935 | 11 |  |  |  |  | 674.2 | 277 | 0.9351 | 11 |  | 0-10V IEC60929 Annex E | No | Flying Leads |  |  | TRUE |  |  |  | No | [17 empty] | TRUE | [6 empty] | No | [20 empty] | 2024-01-31
Horticultural | H-0002005 | Vision Tech Group, Inc. | efinity | Superstar S840 | ZSC-ID-BZ840-SV11-BO | 3 | WWWXRK | TRUE | Indoor (Stacked), Greenhouse | Top light | Supplemental | AC | 35 | 43.3 | 6 |  | 5 | 43.2 in |  | 2021-09-30 |  | Horticultural Lighting Fixture | 100 | 277 | No | TRUE | 2.92 | 2582 |  |  | 414 | 841 | 1329 | 164 | [8 empty] | 2.92 | 2582 | 413.5 | 840.9 | 1329 | 163.7 |  |  |  |  | 840 | 840 | 0 | 0.982 | 5.8 |  |  |  |  | 883.9 | 120 | 0.9821 | 5.67 |  | 0-10V ANSI C137.1 (9V) | Dim to Off, Manual Dimming | M16 |  | TRUE |  |  |  |  | No | [19 empty] | M16 |  |  |  | TRUE | No | TRUE | [19 empty] | 2024-03-05
Horticultural | H-0002012 | Fluence Bioengineering | Fluence | SPYDR | SR-2I33-I-LVG-(Blank,XXX)-(S,B,R) | 3 | WWWXRZ |  | Indoor (Stacked) | Top light | Sole-Source | AC | 35 | 42.8 | 4 |  | 5 | 32.4 in |  | 2021-10-26 |  | Horticultural Lighting Fixture | 120 | 277 | No | TRUE | 2.45 | 1249 | 0 | 1248.9 | 230 | 520 | 498 | 29 | 1278 | [17 empty] | 511 | 511 | 0 | 0.999 | 14 | [9 empty] | 0-10V Other Protocol | Dim to Off | M12 |  |  |  | TRUE |  |  | No | [19 empty] | M12 |  |  |  | TRUE | No | [18 empty] | Horizontal |  | 2024-08-05
Horticultural | H-0002013 | Fluence Bioengineering | Fluence | SPYDR | SR-2I33-I-HVG-(Blank,XXX)-(S,B,R) | 3 | WWWXRZ |  | Indoor (Stacked) | Top light | Sole-Source | AC | 35 | 42.8 | 4 |  | 5 | 32.4 in |  | 2021-10-26 |  | Horticultural Lighting Fixture | 277 | 480 | No | TRUE | 2.49 | 1265 | 0 | 1265.3 | 234 | 518 | 513 | 32 | 1297 | [17 empty] | 509 | 509 | 0 | 0.969 | 12 | [9 empty] | 0-10V Other Protocol | Dim to Off | M12 |  |  |  | TRUE |  |  | No | [19 empty] | M12 |  |  |  | TRUE | No | [18 empty] | Horizontal |  | 2024-08-05
Horticultural | H-0003501 | TrolMaster Agro Instruments Co., Ltd | ThinkGrow | Horticulture LED Grow Light | MODEL-W(480V) | 3 | HHHDTR | TRUE | Indoor (Non-stacked), Greenhouse | Top light | Sole-Source | AC | 40 | 44.6 | 4.44 |  | 5 | 45.6 in | This product has been tested with 8-light bars. Any change to number of light bars will effect QPL listed performance. | 2021-10-01 |  | Horticultural Lighting Fixture | 347 | 480 | No | TRUE | 2.61 | 1711 | 0 | 1711 | 305 | 703 | 704 | 92 | [8 empty] | 2.61 | 1711 | 305 | 703 | 704 | 91 |  |  |  |  | 660 | 660 | 0 | 0.968 | 10.3 |  |  |  |  | 655.3 | 347 | 0.968 | 10.3 |  | 0-10V Other Protocol | Dim to Off | RS485 |  |  |  | TRUE |  |  | No | [19 empty] | RS485 |  |  |  | TRUE | No | [20 empty] | 2024-08-20
Horticultural | H-0004008 | Megaphoton Inc. | Megaphoton | LED TOP LIGHTING | ML-TRW63002 | 3 | CCCHSN | TRUE | Indoor (Non-stacked), Greenhouse | Top light | Sole-Source, Supplemental | AC | 40 | 4.72 | 2.99 |  | 5 | 43.2 in |  | 2021-11-12 |  | Horticultural Lighting Fixture | 277 | 480 | No | TRUE | 2.6 | 1736 |  |  | 355 | 730 | 652 | 40 | [8 empty] | 2.6 | 1736 | 355 | 730 | 653 | 40 |  |  |  |  | 657 | 657 | 0 | 0.99 | 4.4 |  |  |  |  | 657.3 | 277 | 0.99 |  |  | 0-10V Other Protocol | Dim to Off, Manual Dimming | Terminal Block |  |  |  | TRUE |  |  | No | [18 empty] | TRUE |  |  |  |  | TRUE | No | TRUE | [17 empty] | Horizontal |  | 2024-02-16
Horticultural | H-0005005 | P.L. Light Systems Canada Inc. | P.L. Light Systems Canada Inc. | VertiMax | VERTIMAX 640W 120-277V DIM | 3 | EEEGMB | TRUE | Indoor (Non-stacked), Indoor (Stacked), Greenhouse | Top light | Sole-Source, Supplemental | AC |  | 46.76 | 3.07 |  | 5 | 541.2 in |  | 2021-11-16 |  | Horticultural Lighting Fixture | 120 | 277 | No | TRUE | 2.7 | 1738 |  |  | 309.7 | 711.8 | 718.6 | 35.9 | [8 empty] | 2.7 | 1738 | 309.7 | 711.8 | 718.6 | 35.9 |  |  |  |  | 643 | 640 | 160 | 0.999 | 6.1 |  |  |  |  | 642.8 | 120.11 | 0.964 | 10 |  | 1-10V | No | LLT-M12-10003M3044 (Input), LLT-M12-10003F3034 (Output – Daisy Chaining) | [6 empty] | No |  |  |  |  | 1-10V | [14 empty] | LLT-M12-10003M3044 (Input), LLT-M12-10003F3034 (Output – Daisy Chaining) |  |  |  |  | No | [20 empty] | 2024-02-14
Horticultural | H-0005006 | P.L. Light Systems Canada Inc. | P.L. Light Systems Canada Inc. | VertiMax | VERTIMAX 640W 277-480V DIM | 3 | EEEGMB |  | Indoor (Non-stacked), Indoor (Stacked), Greenhouse | Top light | Sole-Source, Supplemental | AC |  | 46.76 | 3.07 |  | 5 | 541.2 in |  | 2021-11-16 |  | Horticultural Lighting Fixture | 277 | 480 | No | TRUE | 2.8 | 1778 |  |  | 315.2 | 728.6 | 735.8 | 36.5 | [18 empty] | 646 | 640 | 160 | 0.997 | 5.1 | [9 empty] | 1-10V | No | LLT-M12-10003M3044 (Input), LLT-M12-10003F3034 (Output – Daisy Chaining) | [6 empty] | No |  |  |  |  | 1-10V | [14 empty] | LLT-M12-10003M3044 (Input), LLT-M12-10003F3034 (Output – Daisy Chaining) |  |  |  |  | No | [20 empty] | 2024-02-14
Horticultural | H-002031 | PhotonTek, Inc. | PhotonTek |  | XT 1000W CO2 PRO 277V | 3 | WWWXSR | TRUE | Indoor (Non-stacked) | Top light | Sole-Source, Supplemental | AC | 40 | 42.95 | 4.16 |  | 5 | 46.8 in |  | 2021-11-22 |  | Horticultural Lighting Fixture | 277 | 277 | No | TRUE | 2.78 | 2787.2 |  |  | 448.6 | 1102 | 1253.4 | 37.1 | [8 empty] | 2.78 | 2787.2 | 448.6 | 1102 | 1253.4 | 37.1 |  |  |  |  | 1004.05 | 1004.05 | 0 | 0.941 | 12.8 |  |  |  |  | 1004.05 | 277 | 0.941 | 12.8 |  | 0-10V IEC60929 Annex E | Dim to Off, Manual Dimming | Proprietary Cable Fitting |  |  | TRUE |  |  |  | No | [19 empty] | Proprietary Cable Fitting |  |  |  | TRUE | No | TRUE | [19 empty] | 2024-02-26
Horticultural | H-0Z42XIN | Acuity Brands Lighting | Verjure | Arize Life2 | VAL2 L48 PPF SEFY | 3 | TTTVVT |  | Indoor (Non-stacked), Indoor (Stacked) | Top light | Sole-Source | AC | 40 | 1.5 | 2 |  |  | 46.8 in | Model number may end in JP followed by a number to indicate packaging quantities | 2021-07-15 |  | Horticultural Lighting Fixture | 120 | 277 | No | TRUE | 3.05 | 89 |  |  | 11 | 0 | 78 | 4 | 93 | 3.19 | [6 empty] | 3.05 | 89.145 | 10.455 | 0.123 | 78.103 | 4.456 |  |  |  |  | 29 | 29 | 3.5 | 0.924 | 9.7 |  |  |  |  | 29.21 |  | 0.923 | 7.6 |  | 0-10V Other Protocol | No | Quick Disconnect |  |  |  | TRUE |  |  | No | [19 empty] | Quick Disconnect |  |  |  |  | No | [18 empty] | Horizontal |  | 2024-02-27
Horticultural | H-17G17E2 | Marosi Designs LLC d/b/a BVV | Neocision | PRO DR-84 | BVVNS680W1S640C1 | 3 | IIIONP | TRUE | Indoor (Non-stacked), Indoor (Stacked) | Top light | Sole-Source | AC | 40 | 43.7 | 3.7 |  | 5 | 44.4 in |  | 2021-07-02 |  | Horticultural Lighting Fixture | 100 | 277 | No | TRUE | 2.58 | 1773 |  |  | 328 | 723 | 722 | 45 | [8 empty] | 2.58 | 1773 | 328.1 | 722.6 | 722.2 | 45.04 |  |  |  |  | 689 | 689 | 0 | 0.993 | 3 |  |  |  |  | 688.5 |  | 0.993 | 3 |  | 0-10V IEC60929 Annex E | Dim to Off, Manual Dimming | RJ-14 |  |  | TRUE |  |  |  | No | [14 empty] | TRUE | [8 empty] | TRUE | No | TRUE | [19 empty] | 2024-02-12
Horticultural | H-1P1J9UJ | Acuity Brands Lighting | Verjure | Arize Life2 | VAL2 L48 PKR SEFY | 3 | TTTVVT |  | Indoor (Non-stacked), Indoor (Stacked) | Top light | Sole-Source | AC | 40 | 1.5 | 2 |  |  | 46.8 in | Model number may end in JP followed by a number to indicate packaging quantities | 2021-06-16 |  | Horticultural Lighting Fixture | 120 | 277 | No | TRUE | 2.82 | 89 |  |  | 6 | 15 | 68 | 1 | 89 | 2.85 | [6 empty] | 2.73 | 87.69 | 6.386 | 14.798 | 66.479 | 0.74 |  |  |  |  | 31 | 31 | 3.5 | 0.932 | 9.1 |  |  |  |  | 32.09 |  | 0.929 | 9 |  | 0-10V Other Protocol | No | Quick Disconnect |  |  |  | TRUE |  |  | No | [19 empty] | Quick Disconnect |  |  |  |  | No | [18 empty] | Horizontal |  | 2024-02-27
Horticultural | H-1VR1WK6 | Fluence Bioengineering | Fluence | VYPR 3x | VR-3X-DR5-[LVG,HVG]-[S,B] | 3 | FFFKMR | TRUE | Indoor (Non-stacked), Greenhouse | Top light | Sole-Source, Supplemental | AC | 40 | 2.91 | 3.23 |  | 5 | 24.0 in |  | 2021-06-15 |  | Horticultural Lighting Fixture | 120 | 480 | No | TRUE | 2.54 | 916 |  |  | 429 | 4 | 483 | 3 | 919 | 2.54 | [6 empty] | 2.54 | 916 | 429 | 4 | 483 | 3 |  |  |  |  | 361 | 361 | 1 | 0.94 | 11 |  |  |  |  | 361.3 | 277 | 0.943 | 11.4 |  | 0-10V Other Protocol | Dim to Off | M12 |  |  |  | TRUE |  |  | No | [19 empty] | M12 |  |  |  | TRUE | No | [18 empty] | Horizontal |  | 2024-02-29
Horticultural | H-3018DNG | Acuity Brands Lighting | Verjure | Arize Life2 | VAL2 L96 PUR SEFY | 3 | TTTVVT |  | Indoor (Non-stacked), Indoor (Stacked) | Top light | Sole-Source | AC | 40 | 1.5 | 2 |  |  | 94.8 in | Model number may end in JP followed by a number to indicate packaging quantities | 2021-06-16 |  | Horticultural Lighting Fixture | 120 | 277 | No | TRUE | 3.37 | 214 |  |  | 21 | 0 | 192 | 0 | 214 | 3.37 | [6 empty] | 3.37 | 213.375 | 21.171 | 0.308 | 191.869 | 0.355 |  |  |  |  | 64 | 64 | 7 | 0.934 | 8.8 |  |  |  |  | 63.37 |  | 0.927 | 8.8 |  | 0-10V Other Protocol | No | Quick Disconnect |  |  |  | TRUE |  |  | No | [19 empty] | Quick Disconnect |  |  |  |  | No | [18 empty] | Horizontal |  | 2024-02-27
Horticultural | H-5D39ILA | Huizhou Hong Rui Photoelectric Technology Limited Company | Hong Rui | PL-V1-B-680-A-JB-H-[SL;BK;WT;GN]-840-F4 | PL-V1-B-680-A-JB-H-[SL;BK;WT;GN]-840-F4 | 3 | CCCHTG |  | Indoor (Non-stacked) | Top light | Sole-Source | AC | 40 | 41.9 | 4.4 |  |  | 44.4 in |  | 2021-06-11 |  | Horticultural Lighting Fixture | 120 | 277 | No | TRUE | 2.703 | 1891 |  |  | 358.7 | 802.9 | 730.9 | 38.5 | [8 empty] | 2.703 | 1891 | 358.7 | 802.9 | 730.9 | 38.49 |  |  |  |  | 700 | 700 | 0 | 0.99 | 4 |  |  |  |  | 699.7 |  | 0.99 | 4 |  | 0-10V IEC60929 Annex E | Dim to Off, Manual Dimming | RJ-11 |  |  | TRUE |  |  |  | No | [12 empty] | TRUE | [10 empty] | TRUE | No | TRUE | [17 empty] | Horizontal |  | 2024-02-08
Horticultural | H-60BYIH4 | Acuity Brands Lighting | Verjure | Arize Life2 | VAL2 L48 PKF SEFY | 3 | TTTVVT | TRUE | Indoor (Non-stacked), Indoor (Stacked) | Top light | Sole-Source | AC | 40 | 1.5 | 2 |  | 5 | 46.8 in | Model number may end in JP followed by a number to indicate packaging quantities | 2021-09-16 |  | Horticultural Lighting Fixture | 120 | 277 | No | TRUE | 2.66 | 87 |  |  | 7 | 15 | 65 | 5 | 92 | 2.81 | [6 empty] | 2.66 | 85.343 | 6.494 | 15.038 | 63.753 | 4.822 | 90.124 | 2.81 |  |  | 33 | 33 | 3.5 | 0.939 | 8.7 |  |  |  |  | 32.12 | 277 | 0.932 | 8.5 |  | 0-10V Other Protocol | No | Quick Disconnect |  |  |  | TRUE |  |  | No | [19 empty] | Quick Disconnect |  |  |  |  | No | [18 empty] | Horizontal |  | 2024-02-27
Horticultural | H-613EDZ9 | Acuity Brands Lighting | Verjure | Arize Life2 | VAL2 L96 PKR SEFY | 3 | TTTVVT |  | Indoor (Non-stacked), Indoor (Stacked) | Top light | Sole-Source | AC | 40 | 1.5 | 2 |  |  | 94.8 in | Model number may end in JP followed by a number to indicate packaging quantities | 2021-06-16 |  | Horticultural Lighting Fixture | 120 | 277 | No | TRUE | 2.92 | 184 |  |  | 13 | 31 | 141 | 2 | 186 | 2.94 | [6 empty] | 2.92 | 181.672 | 12.888 | 30.029 | 138.699 | 1.52 |  |  |  |  | 63 | 63 | 7 | 0.934 | 8.5 |  |  |  |  | 62.22 |  | 0.927 | 8.9 |  | 0-10V Other Protocol | No | Quick Disconnect |  |  |  | TRUE |  |  | No | [19 empty] | Quick Disconnect |  |  |  |  | No | [18 empty] | Horizontal |  | 2024-02-27
Horticultural | H-6AJMIA4 | Fluence Bioengineering | Fluence | VYPR 3x | VR-3X-HR9-[LVG,HVG]-[S,B] | 3 | FFFKMR | TRUE | Indoor (Non-stacked), Greenhouse | Top light | Sole-Source, Supplemental | AC | 40 | 2.91 | 3.23 |  | 5 | 24.0 in |  | 2021-09-09 |  |  | 120 | 480 | No | TRUE | 3.5 | 1266 |  |  | 46 | 2 | 1217 | 5 | [8 empty] | 3.3 | 1115 | 39 | 1 | 1074 | 4 |  |  |  |  | 361 | 361 | 1 | 0.94 | 11 |  |  |  |  | 338.2 | 120 | 0.926 | 11.5 |  | 0-10V Other Protocol | Dim to Off | M12 |  |  |  | TRUE |  |  | No | [19 empty] | M12 |  |  |  | TRUE | No | [18 empty] | Horizontal |  | 2024-02-29
Horticultural | H-7BFXXZT | Marosi Designs LLC d/b/a BVV | Neocision | Elite 680 | BVVNS680W1S650C4 | 3 | IIIONO | TRUE | Indoor (Non-stacked), Indoor (Stacked) | Top light | Sole-Source | AC | 40 | 43.9 | 3.7 |  | 5 | 44.4 in |  | 2021-07-02 |  | Horticultural Lighting Fixture | 200 | 277 | No | TRUE | 2.85 | 1937 |  |  | 400 | 665 | 873 | 32 | [8 empty] | 2.85 | 1937 | 399.7 | 665.1 | 872.8 | 31.52 |  |  |  |  | 679 | 679 | 0 | 0.982 | 5 |  |  |  |  | 679.1 |  | 0.982 | 5 |  | 0-10V IEC60929 Annex E | Dim to Off, Manual Dimming | RJ-14 |  |  | TRUE |  |  |  | No | [14 empty] | TRUE | [8 empty] | TRUE | No | TRUE | [19 empty] | 2024-02-12
Horticultural | H-7X54FOU | SLT LIGHTING TECHNOLOGY(DONGGUAN)CO., LTD | SLTMAKS | LED GROW LIGHT | STG-1200W-D-XX(X can be any letter, number or blank) | 3 | EEEGOC | TRUE | Indoor (Non-stacked), Indoor (Stacked), Greenhouse | Top light | Supplemental | AC | 55 | 39.37 | 1.97 |  | 5 | 43.2 in |  | 2021-07-07 |  | Horticultural Lighting Fixture | 100 | 277 | No | TRUE | 2.6 | 3237 | 323.7 | 3237 | 480 | 1270 | 1489 | 95 | [8 empty] | 2.6 | 3237 | 479.8 | 1270 | 1489 | 94.7 |  |  |  |  | 1200 | 1200 | 120 | 0.974 | 8 |  |  |  |  | 1246 |  | 0.9744 | 8 |  | 0-10V IEC60929 Annex E | No | Flying Leads |  |  | TRUE |  |  |  | No | [17 empty] | TRUE | [6 empty] | No | [20 empty] | 2024-01-31
Horticultural | H-8BIBS5Q | GrowGeneration Corp | ion LED |  | ionLED 23635 FSG 25 D1 | 3 | PPPTZL | TRUE | Indoor (Non-stacked), Indoor (Stacked), Greenhouse | Top light | Sole-Source, Supplemental | AC | 35 |  |  | 1.26 | 5 | 46.8 in |  | 2021-06-18 |  | Horticultural Lighting Fixture | 120 | 277 | No |  | 2.3 | 44 | 43.6 | 43.6 | 15 | 16 | 13 | 1 | [8 empty] | 2.3 | 44 | 15 | 16 | 13 | 1 |  |  |  |  | 18 | 18 | 18 | 0.945 | 21 |  |  |  |  | 18.95 | 120 | 0.945 | 21.4 |  |  | No | [7 empty] | No | [24 empty] | No | [20 empty] | 2024-03-26
Horticultural | H-9W3LHQI | Megaphoton Inc. | Megaphoton | LED Top Lighting | ELECSUN Pro EYY | 3 | PPPUBK | TRUE | Indoor (Non-stacked) | Top light | Sole-Source | AC | 35 | 42.7 | 3.9 |  | 5 | 46.8 in |  | 2021-06-15 |  | Horticultural Lighting Fixture | 120 | 277 | No | TRUE | 2.7 | 1683 |  |  | 306 | 689 | 690 | 41 | [8 empty] | 2.7 | 1683 | 306.2 | 688.7 | 690.2 | 40.99 |  |  |  |  | 625 | 625 | 0 | 0.996 | 6 |  |  |  |  | 624.6 |  | 0.996 | 6 |  | 0-10V Other Protocol | Dim to Off, Manual Dimming | Terminal Block |  |  |  | TRUE |  |  | No | [18 empty] | TRUE |  |  |  |  | TRUE | No | TRUE | [17 empty] | Horizontal |  | 2024-02-16
Horticultural | H-APUR14S | HongYi Lighting Limited | HONGYI | Horticultural lighting | GL-L7005A-630W-120(field adjustable max output) | 3 | PPPUBP | TRUE | Indoor (Non-stacked), Greenhouse | Top light | Sole-Source, Supplemental | AC | 40 | 3.8 | 3 |  | 5 | 45.6 in |  | 2021-07-09 |  | Horticultural Lighting Fixture | 100 | 277 | No | TRUE | 2.55 | 1638 |  |  | 294 | 699 | 647 | 33 | [8 empty] | 2.55 | 1638 | 293.7 | 698.5 | 647 | 33.18 |  |  |  |  | 643 | 643 | 0 | 0.995 | 2 |  |  |  |  | 642.8 |  | 0.995 | 2 |  | 0-10V IEC60929 Annex E | Dim to Off, Manual Dimming | RJ-14 |  |  | TRUE |  |  |  | No | [14 empty] | TRUE | [8 empty] | TRUE | No | TRUE | [19 empty] | 2024-02-08
Horticultural | H-FV5VBK8 | Vision Tech Group, Inc. | Ecogrow | Ecogrow 630 | ZSC-ID-BZ630-SV01-BO | 3 | TTTVWG | TRUE | Indoor (Stacked), Greenhouse | Top light | Supplemental | AC | 35 | 39.4 | 5.7 |  | 5 | 43.2 in |  | 2021-10-01 |  | Horticultural Lighting Fixture | 100 | 277 | No | TRUE | 2.63 | 1758 |  |  | 352 | 699 | 708 | 114 | [8 empty] | 2.63 | 1758 | 352.3 | 699.2 | 708.2 | 114.1 |  |  |  |  | 630 | 630 | 0 | 0.973 | 6 |  |  |  |  | 667.8 | 120 | 0.9733 | 6 |  | 0-10V ANSI C137.1 (9V) | Dim to Off, Manual Dimming | M16 |  | TRUE |  |  |  |  | No | [19 empty] | M16 |  |  |  | TRUE | No | TRUE | [19 empty] | 2024-03-05
Horticultural | H-G84G946 | Huizhou Hong Rui Photoelectric Technology Limited Company | Hong Rui | PL-V1-B-680-A-JB-H-[SL;BK;WT;GN]-840-E4 | PL-V1-B-680-A-JB-H-[SL;BK;WT;GN]-840-E4 | 3 | CCCHTG |  | Indoor (Non-stacked) | Top light | Sole-Source | AC | 40 | 41.9 | 4.4 |  |  | 44.4 in |  | 2021-06-04 |  | Horticultural Lighting Fixture | 120 | 277 | No | TRUE | 2.71 | 1904 |  |  | 317.7 | 801.9 | 786.4 | 43.43 | [8 empty] | 2.712 | 1904 | 317.7 | 801.9 | 786.4 | 43.43 |  |  |  |  | 702.3 | 702 | 0 | 0.95 | 3.5 |  |  |  |  | 702.3 |  | 0.99 | 3.5 |  | 0-10V IEC60929 Annex E | Dim to Off, Manual Dimming | RJ-11 |  |  | TRUE |  |  |  | No | [12 empty] | TRUE | [10 empty] | TRUE | No | TRUE | [17 empty] | Horizontal |  | 2024-02-08
Horticultural | H-GSJORKL | Shenzhen Number Energy Saving Corporation | NANOLUX |  | LEDzx F630 | 3 | IIIOLT |  | Indoor (Non-stacked), Indoor (Stacked), Greenhouse | Top light, Intra-canopy | Sole-Source, Supplemental | AC | 35 | 23.23 | 3.74 |  | 5 | 48.0 in |  | 2021-09-24 |  | Horticultural Lighting Fixture | 120 | 277 | No | TRUE | 2.74 | 1830 |  |  | 335 | 745 | 752 | 45 | [8 empty] | 2.74 | 1830 | 334.8 | 744.6 | 752.4 | 44.7 |  |  |  |  | 630 | 630 | 63 | 0.984 | 10 |  |  |  |  | 667.8 | 120 | 0.984 | 10 |  | 0-10V IEC60929 Annex E | No | RJ-12 |  |  | TRUE |  |  |  | No | [13 empty] | TRUE | [10 empty] | No | [20 empty] | 2024-02-20
Horticultural | H-HCAL80N | Acuity Brands Lighting | Verjure | Arize Life2 | VAL2 L48 PKB SEFY | 3 | TTTVVT |  | Indoor (Non-stacked), Indoor (Stacked) | Top light | Sole-Source | AC | 40 | 1.5 | 2 |  |  | 46.8 in | Model number may end in JP followed by a number to indicate packaging quantities | 2021-07-15 |  | Horticultural Lighting Fixture | 120 | 277 | No | TRUE | 2.75 | 88 |  |  | 16 | 12 | 61 | 1 | 89 | 2.77 | [6 empty] | 2.71 | 87.421 | 15.026 | 12.291 | 60.081 | 0.61 |  |  |  |  | 32 | 32 | 3.5 | 0.936 | 8.9 |  |  |  |  | 32.3 |  | 0.931 | 8.8 |  | 0-10V Other Protocol | No | Quick Disconnect |  |  |  | TRUE |  |  | No | [19 empty] | Quick Disconnect |  |  |  |  | No | [18 empty] | Horizontal |  | 2024-02-27
Horticultural | H-LWKCLJX | Marosi Designs LLC d/b/a BVV | Neocision | VEG FSW-5K | BVVNS320W0S350J3 | 3 | IIIONQ | TRUE | Indoor (Non-stacked), Indoor (Stacked) | Top light | Sole-Source | AC | 40 | 22 | 3.3 |  | 5 | 43.2 in |  | 2021-07-02 |  | Horticultural Lighting Fixture | 100 | 277 | No | TRUE | 2.51 | 861 |  |  | 223 | 394 | 244 | 20 | [8 empty] | 2.51 | 861.3 | 223.4 | 393.6 | 244.2 | 19.99 |  |  |  |  | 343 | 343 | 0 | 0.993 | 3 |  |  |  |  | 343.4 |  | 0.993 | 3 |  | 0-10V IEC60929 Annex E | Dim to Off, Manual Dimming | RJ-14 |  |  | TRUE |  |  |  | No | [14 empty] | TRUE | [8 empty] | TRUE | No | TRUE | [19 empty] | 2024-02-12
Horticultural | H-M7WBINA | SLT LIGHTING TECHNOLOGY(DONGGUAN)CO., LTD | SLTMAKS | LED GROW LIGHT | STG-1000W-D-XX(X can be any letter, number or blank) | 3 | PPPUBS | TRUE | Indoor (Non-stacked), Indoor (Stacked), Greenhouse | Top light | Supplemental | AC | 55 | 39.37 | 1.97 |  | 5 | 43.2 in |  | 2021-07-07 |  | Horticultural Lighting Fixture | 100 | 277 | No | TRUE | 2.58 | 2594 | 259.4 | 2594 | 389 | 1017 | 1190 | 77 | [8 empty] | 2.58 | 2594 | 388.8 | 1017 | 1190 | 76.9 |  |  |  |  | 1000 | 1000 | 100 | 0.974 | 8 |  |  |  |  | 1005 |  | 0.9742 | 8 |  | 0-10V IEC60929 Annex E | No | Flying Leads |  |  | TRUE |  |  |  | No | [17 empty] | TRUE | [6 empty] | No | [20 empty] | 2024-01-31
Horticultural | H-MTN5Q3 | IQ Horticultural Lighting | IQ Horticultural Lighting | ZEN 6 | ZEN 6 120 EXT | 3 | UUUVGF | TRUE | Indoor (Non-stacked), Greenhouse | Top light | Sole-Source, Supplemental | AC | 40 | 3.8 | 3 |  | 5 | 45.6 in |  | 2021-07-09 |  | Horticultural Lighting Fixture | 100 | 277 | No | TRUE | 2.55 | 1638 |  |  | 294 | 699 | 647 | 33 | [8 empty] | 2.55 | 1638 | 293.7 | 698.5 | 647 | 33.18 |  |  |  |  | 643 | 643 | 0 | 0.995 | 2 |  |  |  |  | 642.8 |  | 0.995 | 2 |  | 0-10V IEC60929 Annex E | Dim to Off, Manual Dimming | RJ-14 |  |  | TRUE |  |  |  | No | [14 empty] | TRUE | [8 empty] | TRUE | No | TRUE | [19 empty] | 2024-02-21
Horticultural | H-NOUG0OP | Huizhou Hong Rui Photoelectric Technology Limited Company | Hong Rui | PL-V1-B-720-A-JB-H-SL-840-E4 | PL-V1-B-720-A-JB-H-[SL;BK;WT;GN]-840-E4*field adjustable spatial distribution | 3 | CCCHTG |  | Indoor (Non-stacked) | Top light | Sole-Source | AC | 40 | 41.9 | 4.4 |  |  | 44.4 in |  | 2021-07-05 |  | Horticultural Lighting Fixture | 120 | 277 | No | TRUE | 2.672 | 2014 |  |  | 333 | 849.3 | 833.2 | 44.81 | [8 empty] | 2.672 | 2014 | 333 | 849.3 | 833.2 | 44.81 |  |  |  |  | 753.7 | 754 | 0 | 0.99 | 4 |  |  |  |  | 753.7 |  | 0.99 | 4 |  | 0-10V IEC60929 Annex E | Dim to Off, Manual Dimming | RJ-11 |  |  | TRUE |  |  |  | No | [12 empty] | TRUE | [10 empty] | TRUE | No | TRUE | [17 empty] | Horizontal |  | 2024-02-08
Horticultural | H-O9RX7UO | SUNSCAPE LLC | SUNSCAPE | SOLO PRO Light Panels | PA-1-630-GM-120 | 3 | IIIOLH |  | Indoor (Non-stacked), Indoor (Stacked), Greenhouse | Top light | Supplemental | AC | 50 | 37.8 | 3.94 |  | 5 | 42.0 in |  | 2021-08-26 |  | Horticultural Lighting Fixture | 277 | 480 | No | TRUE | 2.94 | 1851 | 185.1 | 1851 | 336 | 582 | 935 | 26 | [8 empty] | 2.94 | 1851 | 336.2 | 582.1 | 934.5 | 26.1 |  |  |  |  | 630 | 630 | 63 | 0.959 | 7 |  |  |  |  | 630.55 | 277 | 0.9588 | 7 |  | 0-10V IEC60929 Annex E | No | Flying Leads |  |  | TRUE |  |  |  | No | [17 empty] | TRUE | [6 empty] | No | [20 empty] | 2024-03-12
Horticultural | H-RUYNHJ2 | Acuity Brands Lighting | Verjure | Arize Life2 | VAL2 L96 PUB SEFY | 3 | TTTVVT |  | Indoor (Non-stacked), Indoor (Stacked) | Top light | Sole-Source | AC | 40 | 1.5 | 2 |  |  | 94.8 in | Model number may end in JP followed by a number to indicate packaging quantities | 2021-06-16 |  | Horticultural Lighting Fixture | 120 | 277 | No | TRUE | 3.17 | 201 |  |  | 43 | 0 | 158 | 0 | 201 | 3.18 | [6 empty] | 3.17 | 200.056 | 42.127 | 0.318 | 157.59 | 0.246 |  |  |  |  | 63 | 63 | 7 | 0.934 | 8.9 |  |  |  |  | 63.08 |  | 0.927 | 8.7 |  | 0-10V Other Protocol | No | Quick Disconnect |  |  |  | TRUE |  |  | No | [19 empty] | Quick Disconnect |  |  |  |  | No | [18 empty] | Horizontal |  | 2024-02-27
Horticultural | H-S5D9162 | Huizhou Hong Rui Photoelectric Technology Limited Company | Hong Rui | PL-V1-B-630-A-JB-H-SL-840-E4 | PL-V1-B-630-A-JB-H-[SL;BK;WT;GN]-840-E4 field adjustable spatial distribution | 3 | CCCHTG |  | Indoor (Non-stacked) | Top light | Sole-Source | AC | 40 | 41.9 | 4.4 |  |  | 44.4 in |  | 2021-06-30 |  | Horticultural Lighting Fixture | 120 | 277 | No | TRUE | 2.598 | 1669 |  |  | 288 | 682.3 | 700.4 | 37.51 | [8 empty] | 2.598 | 1669 | 288 | 682.3 | 700.4 | 37.51 |  |  |  |  | 642.5 | 643 | 0 | 0.99 | 4 |  |  |  |  | 642.5 |  | 0.99 | 4 |  | 0-10V IEC60929 Annex E | Dim to Off, Manual Dimming | RJ-11 |  |  | TRUE |  |  |  | No | [12 empty] | TRUE | [10 empty] | TRUE | No | TRUE | [17 empty] | Horizontal |  | 2024-02-08
Horticultural | H-TTPP8BD | TrolMaster Agro Instruments Co., Ltd | ThinkGrow | Horticulture LED Grow Light | MODEL-I | 3 | NNNPHH | TRUE | Indoor (Non-stacked), Greenhouse | Top light | Supplemental | AC | 40 | 4.36 | 6.46 |  | 5 | 45.6 in |  | 2021-07-01 |  | Horticultural Lighting Fixture | 100 | 277 | No | TRUE | 2.54 | 1943 |  |  | 333 | 809 | 803 | 47 | [8 empty] | 2.54 | 1943 | 333 | 809 | 803 | 47 |  |  |  |  | 720 | 720 | 0 | 0.965 | 10.5 |  |  |  |  | 765.2 | 100 | 0.965 | 10.5 |  | 0-10V Other Protocol | Dim to Off | RJ485 |  |  |  | TRUE |  |  | No | [19 empty] | RJ485 |  |  |  | TRUE | No | [20 empty] | 2024-01-30
Horticultural | H-UVX3WBI | Acuity Brands Lighting | Verjure | Arize Life2 | VAL2 L48 PUR SEFY | 3 | TTTVVT | TRUE | Indoor (Non-stacked), Indoor (Stacked) | Top light | Sole-Source | AC | 40 | 1.5 | 2 |  | 5 | 46.8 in | Model number may end in JP followed by a number to indicate packaging quantities | 2021-07-27 |  | Horticultural Lighting Fixture | 120 | 277 | No | TRUE | 3.26 | 103 |  |  | 10 | 0 | 93 | 0 | 103 | 3.27 | [6 empty] | 3.2 | 101.013 | 10.03 | 0.152 | 90.822 | 0.148 | 101.183 | 3.21 |  |  | 32 | 32 | 3.5 | 0.933 | 9 |  |  |  |  | 31.57 | 120 | 0.929 | 9.2 |  | 0-10V Other Protocol | No | Quick Disconnect |  |  |  | TRUE |  |  | No | [19 empty] | Quick Disconnect |  |  |  |  | No | [18 empty] | Horizontal |  | 2024-02-27
Horticultural | H-WHHPOVC | FOHSE INC | FOHSE | O6i 1200W 480V | O6i 1200W 480V | 3 | WWWXTK | TRUE | Greenhouse | Top light | Supplemental | AC | 40 | 8.1 | 9.6 |  | 5 | 15.6 in |  | 2021-05-31 |  | Horticultural Lighting Fixture | 208 | 480 | No | TRUE | 2.64 | 3121 |  |  | 535 | 1268 | 1320 | 64 | [8 empty] | 2.643 | 3121 | 534.9 | 1268 | 1320 | 64.02 |  |  |  |  | 1181 | 1181 | 0 | 0.99 | 3 |  |  |  |  | 1181 |  | 0.99 | 3 |  | 0-10V IEC60929 Annex E | Dim to Off | Wireless Radio |  |  | TRUE |  |  |  | No | [20 empty] | TRUE |  |  | TRUE | No | [18 empty] | Horizontal | TRUE | 2024-02-29
Horticultural | H-XFRQC5F | TrolMaster Agro Instruments Co., Ltd | ThinkGrow | Horticulture LED Grow Light | MODEL-I Plus | 3 | NNNPHI | TRUE | Indoor (Non-stacked), Greenhouse | Top light | Supplemental | AC | 40 | 4.36 | 6.46 |  | 5 | 45.6 in |  | 2021-07-01 |  | Horticultural Lighting Fixture | 100 | 277 | No | TRUE | 2.7 | 2078 |  |  | 354 | 877 | 849 | 46 | [8 empty] | 2.7 | 2078 | 354 | 877 | 849 | 46 |  |  |  |  | 720 | 720 | 0 | 0.967 | 10.1 |  |  |  |  | 769.5 | 100 | 0.967 | 10.1 |  | 0-10V Other Protocol | Dim to Off | RJ485 |  |  |  | TRUE |  |  | No | [19 empty] | RJ485 |  |  |  | TRUE | No | [20 empty] | 2024-01-30
Horticultural | H-YNKCJKM | Fluence Bioengineering | Fluence | VYPR 3x | VR-3X-DR9-[LVG,HVG]-[S,B] | 3 | FFFKMR | TRUE | Indoor (Non-stacked), Greenhouse | Top light | Sole-Source, Supplemental | AC | 40 | 2.91 | 3.23 |  | 5 | 24.0 in |  | 2021-09-09 |  |  | 120 | 480 | No | TRUE | 3.08 | 1048 |  |  | 37 | 1 | 1010 | 4 | [8 empty] | 3.08 | 1048 | 37 | 1 | 1010 | 4 |  |  |  |  | 340 | 340 | 1 | 0.987 | 11 |  |  |  |  | 340 | 120 | 0.927 | 11.4 |  | 0-10V Other Protocol | Dim to Off | M12 |  |  |  | TRUE |  |  | No | [19 empty] | M12 |  |  |  | TRUE | No | [18 empty] | Horizontal |  | 2024-02-29
Horticultural | H-ZGCKENN | HLG | Horticulture Lighting Group | HLG650R | HLG650R | 3 | GGGGOU |  | Indoor (Non-stacked), Indoor (Stacked) | Top light | Sole-Source | AC | 40 | 22 | 4.75 |  | 5 | 28.8 in |  | 2021-07-27 |  | Horticultural Lighting Fixture | 120 | 277 | No | TRUE | 2.87 | 1882 |  |  | 389 | 790 | 716 | 30 | [8 empty] | 2.87 | 1881.91 | 389.22 | 790.42 | 716.02 | 30.43 |  |  |  |  | 656 | 656 | 0 | 0.99 | 8.5 |  |  |  |  | 656.12 | 120 | 0.96 | 10 |  | 0-10V Other Protocol | Dim to Off | RJ-11 |  |  |  | TRUE |  |  | No | [12 empty] | TRUE | [10 empty] | TRUE | No | [20 empty] | 2024-03-12
Horticultural | A-H-QKW0PC | Shenzhen Enlite Energy Technology Co., Ltd | Enlite | FLA 780W | 001-FA780277300-00 | 3 | IIIOPM | TRUE | Indoor (Non-stacked) | Top light | Sole-Source, Supplemental | AC | 40 | 41.65 | 1.61 |  | 5 | 40.8 in |  | 2022-10-09 |  | Horticultural Lighting Fixture | 100 | 277 | No | TRUE | 2.5 | 1944 | 0 | 1944 | 358 | 650 | 937 | 116 | [8 empty] | 2.5 | 1944 | 358 | 650 | 937 | 116 |  |  |  |  | 780 | 780 | 0 | 0.977 | 5.8 |  |  |  |  | 777.2 | 277 | 0.977 | 5.8 |  | 0-10V IEC60929 Annex E | Dim to Off | RJ-11 |  |  | TRUE |  |  |  | No | [12 empty] | TRUE | [10 empty] | TRUE | No | [20 empty] | 2024-05-20
Horticultural | H-04LAAIP | Fluence Bioengineering | Fluence | VYPR 3p | VR-3P-BP6-[LVG,HVG]-[S,B] | 3 | WWWXTY | TRUE | Indoor (Non-stacked), Greenhouse | Top light | Sole-Source, Supplemental | AC | 40 | 2.91 | 3.23 |  | 5 | 42.0 in |  | 2020-11-19 |  |  | 120 | 480 | No | TRUE | 2.71 | 1764 |  |  | 219 | 405 | 1140 | 22 | [8 empty] | 2.58 | 1616 | 200 | 372 | 1043 | 19 |  |  |  |  | 651 | 651 | 1 | 0.954 | 8 |  |  |  |  | 626.2 | 120 | 0.954 | 7.4 |  | 0-10V Other Protocol | Dim to Off | M12 |  |  |  | TRUE |  |  | No | [19 empty] | M12 |  |  |  | TRUE | No | [18 empty] | Horizontal |  | 2024-02-22
Horticultural | H-0MAF1QJ | Fluence Bioengineering | Fluence | VYPR 3p | VR-3P-HR9-[LVG,HVG]-[S,B] | 3 | WWWXTY | TRUE | Indoor (Non-stacked), Greenhouse | Top light | Sole-Source, Supplemental | AC | 35 | 2.91 | 3.23 |  | 5 | 42.0 in |  | 2020-11-25 |  | Horticultural Lighting Fixture | 120 | 480 | No | TRUE | 3.6 | 2370 |  |  | 89 | 4 | 2277 | 10 | [8 empty] | 3.29 | 2177 | 80 | 3 | 2093 | 8 |  |  |  |  | 659 | 659 | 1 | 0.969 | 6 |  |  |  |  | 661.3 | 120 | 0.966 | 7.7 |  | 0-10V Other Protocol | Dim to Off | M12 |  |  |  | TRUE |  |  | No | [19 empty] | M12 |  |  |  | TRUE | No | [18 empty] | Horizontal |  | 2024-02-22
Horticultural | H-0YLJ90V | BIOS Lighting | BIOS | BP-0LLi-000-KTL083-1 | BP-0LLi-000-KTL083-1 | 3 | PPPUBI | TRUE | Indoor (Stacked) | Top light | Sole-Source | AC | 40 | 21.22 | 3 |  | 5 | 45.6 in |  | 2021-03-09 |  | Horticultural Lighting Fixture | 120 | 277 | No | TRUE | 2.8 | 2077 |  |  | 376 | 605 | 1107 | 30 | [8 empty] | 2.8 | 2077 | 376 | 605 | 1107 | 30 |  |  |  |  | 736 | 736 | 0 | 0.982 | 7.7 |  |  |  |  | 736.3 |  | 0.982 | 7.6 |  | 0-10V Other Protocol | Dim to Off | Flying Leads |  |  |  | TRUE |  |  | No | [17 empty] | TRUE | [5 empty] | TRUE | No | [20 empty] | 2024-03-22
Horticultural | H-1IRRGMF | All purpose LED Grow Lights international ltd | AELIUS LED | Matrx LITE | APGL-MGL-6-I-1 | 3 | NNNPCS | TRUE | Indoor (Non-stacked), Indoor (Stacked), Greenhouse | Top light, Intra-canopy | Sole-Source, Supplemental | AC | 30 | 41.38 | 3.07 |  | 5 | 43.2 in |  | 2021-03-01 |  | Horticultural Lighting Fixture | 220 | 277 | No | TRUE | 2.62 | 1697 | 0 | 1697 | 292 | 690 | 715 | 38 | [8 empty] | 2.62 | 1697 | 292 | 690 | 715 | 38 |  |  |  |  | 646.8 | 646.8 | 0 | 0.992 | 9.8 |  |  |  |  | 646.8 | 220 | 0.973 | 9.9 |  | 0-10V Other Protocol, PWM | Dim to Off | RJ-12 |  |  |  | TRUE |  |  | No |  |  |  |  | PWM | [8 empty] | TRUE | [9 empty] | TRUE | No | [20 empty] | 2024-07-19
Horticultural | H-35VC7N | Thrive Agritech | Thrive Agritech | Pinnacle HP | PCL-840W-FS2 | 3 | FFFKRZ | TRUE | Indoor (Non-stacked), Indoor (Stacked), Greenhouse | Top light | Sole-Source, Supplemental | AC | 35 | 8 | 4.4 |  | 5 | 43.2 in |  | 2024-08-08 |  | Horticultural Lighting Fixture | 120 | 277 | No | TRUE | 2.42 | 2123 | 212.3 | 2123.3 | 328 | 833 | 962 | 51 | 2173 | 2.48 | [6 empty] | 2.42 | 2123 | 328 | 833 | 962 | 51 | 2174 | 2.65 |  |  | 877.2 | 877.2 | 87.7 | 0.976 | 10 |  |  |  |  | 819.82 | 120 | 0.996 | 8.5 |  | 0-10V IEC60929 Annex E, 0-10V ANSI C137.1 (8V), 0-10V ANSI C137.1 (9V) | No | Thrive Agritech Controller p/n CNTRL-V2 | TRUE | TRUE | TRUE |  |  |  | No | [19 empty] | Thrive Agritech Controller p/n CNTRL-V2 |  |  |  |  | No | [20 empty] | 2024-08-08
Horticultural | H-395KUPX | Lumlux Corp. | Lumlux | LFHN LED Horticultural Lighting | LFHN480T0WRD03 | 3 | TTTVWO | TRUE | Indoor (Non-stacked) | Top light | Sole-Source, Supplemental | AC | 25 | 35.43 | 2.93 |  | 5 | 34.8 in |  | 2020-12-04 |  | Horticultural Lighting Fixture | 120 | 277 | No | TRUE | 2.63 | 1327 | 0 | 1328.1 | 204 | 494 | 639 | 19 | [8 empty] | 2.63 | 1327.06 | 203.87 | 493.72 | 638.73 | 19.22 |  |  |  |  | 505 | 505.4 | 0 | 0.963 | 5.4 |  |  |  |  | 505.32 |  | 0.9626 | 5.3 |  | 0-10V IEC60929 Annex E | Dim to Off, Manual Dimming | Proprietary Cable Fitting |  |  | TRUE |  |  |  | No | [19 empty] | Proprietary Cable Fitting |  |  |  | TRUE | No | TRUE
Horticultural | H-3BG49XY | Huizhou Hong Rui Photoelectric Technology Limited Company | Hong Rui | PL-V1-B-720-A-JB-H-[SL,BK,WT,GN]-840-F4 | PL-V1-B-720-A-JB-H-[SL,BK,WT,GN]-840-F4 | 3 | CCCHTG | TRUE | Indoor (Non-stacked) | Top light | Sole-Source | AC | 40 | 41.9 | 4.4 |  | 5 | 44.4 in |  | 2021-05-26 |  | Horticultural Lighting Fixture | 120 | 277 | No | TRUE | 2.63 | 1984 |  |  | 370.9 | 839 | 776.5 | 41.28 | [8 empty] | 2.628 | 1984 | 370.9 | 839 | 776.5 | 41.28 |  |  |  |  | 755 | 755 | 0 | 0.99 | 5 |  |  |  |  | 755.3 |  | 0.99 | 5 |  | 0-10V IEC60929 Annex E | Dim to Off, Manual Dimming | RJ-11 |  |  | TRUE |  |  |  | No | [12 empty] | TRUE | [10 empty] | TRUE | No | TRUE | [17 empty] | Horizontal |  | 2024-02-08
Horticultural | H-3C7SWU | Fujian Sananbio Technology Co., Ltd. | SANANBIO | LED Grow Light | ZK2-TB12-GE01/B | 3 | FFFKOE | TRUE | Indoor (Non-stacked) | Top light | Sole-Source, Supplemental | AC | 40 | 1.36 | 1.48 |  | 5 | 36.0 in |  | 2023-02-13 |  | Horticultural Lighting Fixture | 100 | 277 | No |  | 2.67 | 28 | 28.3 | 28.3 | 8 | 5 | 16 | 3 | [8 empty] | 2.67 | 28 | 8 | 5 | 16 | 3 |  |  |  |  | 10.61 | 10.61 | 10.61 | 0.903 | 14.7 |  |  |  |  | 10.61 | 277 | 0.903 | 14.7 |  |  | No | [7 empty] | No | [24 empty] | No | [20 empty] | 2024-05-24
Horticultural | H-3SVV6D6 | Fluence Bioengineering | Fluence | VYPR 3p | VR-3P-BP8-[LVG,HVG]-[S,B] | 3 | WWWXTY | TRUE | Indoor (Non-stacked), Greenhouse | Top light | Sole-Source, Supplemental | AC | 35 | 2.91 | 3.23 |  | 5 | 42.0 in |  | 2020-11-02 |  | Horticultural Lighting Fixture | 120 | 480 | No | TRUE | 3.04 | 1978 |  |  | 142 | 207 | 1628 | 9 | [8 empty] | 2.88 | 1812 | 128 | 191 | 1492 | 11 |  |  |  |  | 651 | 651 | 1 | 0.955 | 8 |  |  |  |  | 629.2 | 120 | 0.968 | 7.4 |  | 0-10V Other Protocol | Dim to Off | M12 |  |  |  | TRUE |  |  | No | [19 empty] | M12 |  |  |  | TRUE | No | [18 empty] | Horizontal |  | 2024-02-22
Horticultural | H-3WDL40 | P.L. Light Systems Canada Inc. | ParFX | ParFX Ultra | ParFX Ultra R95:B5 | 3 | IIIOSV | TRUE | Indoor (Non-stacked), Indoor (Stacked), Greenhouse | Top light | Sole-Source, Supplemental | AC | 35 | 11.65 | 3.66 |  | 5 | 24.0 in |  | 2023-11-30 |  | Horticultural Lighting Fixture | 277 | 400 | No | TRUE | 3.73 | 2816 | 0 | 2815.7 | 138 | 1 | 2677 | 12 | [8 empty] | 3.73 | 2816 | 138 | 1 | 2677 | 12 |  |  |  |  | 755 | 755 | 0 | 0.995 | 8 |  |  |  |  | 754.6 | 277 | 0.995 | 8.1 |  | 0-10V Other Protocol | Dim to Off | LLT-M12-10002M2841 |  |  |  | TRUE |  |  | No | [19 empty] | LLT-M12-10002M2841 |  |  |  | TRUE | No | [20 empty] | 2023-11-30
Horticultural | H-4BQIBFT | Fluence Bioengineering | Fluence | SPYDR | SR-2I47-I-[LV,LVG]-[Blank,XXX]-[S,B,R] | 3 | WWWXUG | TRUE | Indoor (Non-stacked), Indoor (Stacked) | Top light | Sole-Source | AC | 35 | 42.8 | 4 |  | 5 | 46.8 in |  | 2019-05-20 |  | Horticultural Lighting Fixture | 120 | 480 | No | TRUE | 2.59 | 1702 |  |  | 302 | 707 | 692 | 39 | [8 empty] | 2.59 | 1702 | 302 | 707 | 692 | 39 |  |  |  |  | 657.3 | 657 | 1 | 0.964 | 5.8 |  |  |  |  | 657.3 | 120.03 | 0.96 | 7.3 |  | 0-10V Other Protocol | Dim to Off | M12 |  |  |  | TRUE |  |  | No | [19 empty] | M12 |  |  |  | TRUE | No | [18 empty] | Horizontal |  | 2024-02-28
Horticultural | H-4KO6VLQ | Fluence Bioengineering | Fluence | VYPR 3x | VR-3X-BW4-[LVG,HVG]-[S,B] | 3 | FFFKMS | TRUE | Indoor (Non-stacked), Greenhouse | Top light | Sole-Source, Supplemental | AC | 40 | 2.91 | 3.23 |  | 5 | 24.0 in |  | 2021-05-28 |  |  | 120 | 480 | No | TRUE | 2.37 | 867 |  |  | 165 | 355 | 347 | 21 | [8 empty] | 2.37 | 867 | 165 | 355 | 347 | 21 |  |  |  |  | 366 | 366 | 0 | 0.934 | 11 |  |  |  |  | 365.8 | 120 | 0.935 | 10.8 |  | 0-10V Other Protocol | Dim to Off | M12 |  |  |  | TRUE |  |  | No | [19 empty] | M12 |  |  |  | TRUE | No | [18 empty] | Horizontal |  | 2024-02-21
Horticultural | H-5OFYBD8 | Shenzhen CTLITE Technology CO., Ltd. | CTLite | GH-1E[U,S]D | GH-1E[U,S]D | 3 | PPPUAQ | TRUE | Indoor (Non-stacked), Indoor (Stacked), Greenhouse | Top light, Intra-canopy | Sole-Source, Supplemental | AC | 40 | 4.39 | 3.39 |  | 5 | 24.0 in |  | 2021-01-21 |  | Horticultural Lighting Fixture | 120 | 480 | No | TRUE | 2.79 | 864 |  |  | 90 | 319 | 455 | 68 | [8 empty] | 2.79 | 863.85 | 90 | 318.81 | 455.04 | 67.52 |  |  |  |  | 309 | 309 | 0 | 0.954 | 11.7 |  |  |  |  | 309.38 |  | 0.954 | 11.7 |  | 0-10V ANSI C137.1 (9V) | Dim to Off | M12 |  | TRUE |  |  |  |  | No | [19 empty] | M12 |  |  |  | TRUE | No | [20 empty] | 2024-02-21
Horticultural | H-62C7WFW | FOHSE INC | FOHSE | F1V 600W 277V | F1V 600W 277V | 3 | NNNPGF | TRUE | Indoor (Non-stacked) | Top light | Sole-Source | AC | 40 | 45.5 | 5 |  | 5 | 42.0 in |  | 2021-05-25 |  | Horticultural Lighting Fixture | 100 | 277 | No | TRUE | 2.5 | 1500 |  |  | 426 | 691 | 384 | 28 | [8 empty] | 2.49 | 1537 | 436 | 708 | 394 | 29 |  |  |  |  | 600 | 600 | 0 | 0.997 | 6 |  |  |  |  | 618.3 | 120 | 0.952 | 7.5 |  | 0-10V IEC60929 Annex E | Dim to Off | Terminal Block |  |  | TRUE |  |  |  | No | [18 empty] | TRUE |  |  |  |  | TRUE | No | [18 empty] | Horizontal |  | 2024-02-29
Horticultural | H-7AX9UK | Fujian Sananbio Technology Co., Ltd. | SANANBIO | LED Grow Light | ZK2-TB14-VE01/B | 3 | FFFKOE | TRUE | Indoor (Non-stacked) | Top light | Sole-Source, Supplemental | AC | 40 | 1.36 | 1.48 |  | 5 | 36.0 in |  | 2023-02-13 |  | Horticultural Lighting Fixture | 100 | 277 | No |  | 2.61 | 32 | 32.4 | 32.4 | 5 | 7 | 20 | 4 | [8 empty] | 2.61 | 32 | 5 | 7 | 20 | 4 |  |  |  |  | 12.4 | 12.4 | 12.4 | 0.92 | 14.5 |  |  |  |  | 12.4 | 277 | 0.92 | 14.5 |  |  | No | [7 empty] | No | [24 empty] | No | [20 empty] | 2024-05-24
Horticultural | H-7BP193J | Fluence Bioengineering | Fluence | SPYDR | SR-2X47-I-[LV,LVG]-[Blank,XXX]-[S,B,R] | 3 | WWWXUH | TRUE | Indoor (Non-stacked), Indoor (Stacked) | Top light | Sole-Source | AC | 35 | 42.8 | 4 |  |  | 46.8 in |  | 2019-04-26 |  | Horticultural Lighting Fixture | 120 | 277 | No | TRUE | 2.43 | 871 |  |  | 146 | 348 | 377 | 24 | 895 | 2.5 | [6 empty] | 2.43 | 871 | 146 | 348 | 377 | 24 | 895 | 2.5 |  |  | 358 | 337 | 1 | 0.974 | 9.8 |  |  |  |  | 358 | 120 | 0.974 | 9.8 |  | 0-10V Other Protocol | Dim to Off | M12 |  |  |  | TRUE |  |  | No | [19 empty] | M12 |  |  |  | TRUE | No | [18 empty] | Horizontal |  | 2024-02-28
Horticultural | H-8M8FXXM | Acuity Brands Lighting | Verjure | Arize Life2 | VAL2 L48 BRI SEFY | 3 | TTTVVT |  | Indoor (Non-stacked), Indoor (Stacked) | Top light | Sole-Source | AC | 40 | 1.5 | 2 |  |  | 46.8 in | Model number may end in JP followed by a number to indicate packaging quantities | 2021-04-13 |  | Horticultural Lighting Fixture | 120 | 277 | No | TRUE | 2.35 | 75 |  |  | 12 | 27 | 36 | 1 | 76 | 2.39 | [6 empty] | 2.33 | 74.864 | 11.593 | 26.964 | 36.269 | 1.202 |  |  |  |  | 32 | 32 | 3.5 | 0.934 | 9 |  |  |  |  | 32.1 |  | 0.93 | 7.6 |  | 0-10V Other Protocol | No | Quick Disconnect |  |  |  | TRUE |  |  | No | [19 empty] | Quick Disconnect |  |  |  |  | No | [18 empty] | Horizontal |  | 2024-02-27
Horticultural | H-8YV5U4M | Vision Tech Group, Inc. | Efinity | Superstar VEGA-330 | ZSC-ID-BZ330-SV01-BO | 3 | HHHDTY | TRUE | Indoor (Stacked), Greenhouse | Top light | Supplemental | AC | 35 | 43 | 1.2 |  | 5 | 43.2 in |  | 2021-02-01 |  | Horticultural Lighting Fixture | 120 | 277 | No | TRUE | 2.8 | 935 |  |  | 145 | 349 | 442 | 20 | [8 empty] | 2.8 | 935.33 | 144.73 | 348.54 | 442.06 | 20.16 |  |  |  |  | 330 | 330 | 0 | 0.965 | 8 |  |  |  |  | 333.79 | 120 | 0.965 | 8 |  | 0-10V ANSI C137.1 (9V) | Dim to Off, Manual Dimming | M16 |  | TRUE |  |  |  |  | No | [19 empty] | M16 |  |  |  | TRUE | No | TRUE | [19 empty] | 2024-03-05
Horticultural | H-9UQKATR | Vision Tech Group, Inc. | Efinity | Superstar VEGA-330 | ZSC-ID-BZ330-HV01-TA | 3 | HHHDTY | TRUE | Indoor (Stacked), Greenhouse | Top light | Supplemental | AC | 35 | 43 | 1.2 |  | 5 | 43.2 in |  | 2021-02-05 |  | Horticultural Lighting Fixture | 220 | 480 | No | TRUE | 2.8 | 933 |  |  | 142 | 348 | 443 | 23 | [8 empty] | 2.8 | 932.57 | 141.5 | 347.87 | 443.2 | 22.54 |  |  |  |  | 330 | 330 | 0 | 0.946 | 6.8 |  |  |  |  | 332.81 | 220 | 0.946 | 6.8 |  | 0-10V ANSI C137.1 (9V) | Dim to Off, Manual Dimming | M16 |  | TRUE |  |  |  |  | No | [19 empty] | M16 |  |  |  | TRUE | No | TRUE | [19 empty] | 2024-03-05
Horticultural | H-AP4Q9SQ | Hawthorne Gardening Company | Gavita | Gavita® CT 1930e LED 120-277 V | HGC906740 | 3 | MMMSTU | TRUE | Indoor (Non-stacked), Greenhouse | Top light | Sole-Source, Supplemental | AC | 40 | 11.8 | 3.9 |  | 5 | 28.8 in |  | 2020-11-21 |  | Horticultural Lighting Fixture | 208 | 277 | No | TRUE | 2.4 | 1901.9 |  |  | 424.2 | 597.1 | 888.8 | 26.1 | [8 empty] | 2.4 | 1901.9 | 424.2 | 597.1 | 888.8 | 26.1 |  |  |  |  | 792.94 | 792.9 | 2.6 | 0.984 | 9.3 |  |  |  |  | 792.94 | 208 | 0.952 | 9.3 |  | 0-10V Other Protocol, 0-10V EIA-485 | Energy Monitoring, Dim to Off | RJ-45 |  |  |  | TRUE |  |  | No |  |  |  |  | 0-10V EIA-485 | [10 empty] | TRUE | [7 empty] | TRUE | Yes | [18 empty] | Horizontal |  | 2024-02-16
Horticultural | H-BOURL1R | BIOS Lighting | BIOS | BP-0LLi-000-KTH083-1 | BP-0LLi-000-KTH083-1 | 3 | PPPUBH | TRUE | Indoor (Stacked) | Top light | Sole-Source | AC | 40 | 21.22 | 3 |  | 5 | 45.6 in |  | 2021-03-09 |  | Horticultural Lighting Fixture | 347 | 480 | No | TRUE | 2.8 | 2061 |  |  | 372 | 601 | 1098 | 29 | [8 empty] | 2.8 | 2061 | 372 | 601 | 1098 | 29 |  |  |  |  | 725 | 725 | 0 | 0.976 | 6.6 |  |  |  |  | 725.1 |  | 0.976 | 6.5 |  | 0-10V Other Protocol | Dim to Off | Flying Leads |  |  |  | TRUE |  |  | No | [17 empty] | TRUE | [5 empty] | TRUE | No | [20 empty] | 2024-03-22
Horticultural | H-C0SZGOE | FOHSE INC | FOHSE | Pleiades 320W 277V | Pleiades 320W 277V | 3 | WWWXTK | TRUE | Greenhouse | Top light | Supplemental | AC | 40 | 4.3 | 5.7 |  | 5 | 27.6 in |  | 2021-05-20 |  | Horticultural Lighting Fixture | 100 | 277 | No | TRUE | 2.86 | 935 |  |  | 174 | 239 | 523 | 10 | [8 empty] | 2.86 | 935.3 | 173.9 | 239.2 | 522.5 | 10.22 |  |  |  |  | 326.6 | 327 | 0 | 0.99 | 6 |  |  |  |  | 326.6 |  | 0.99 | 6 |  | 0-10V IEC60929 Annex E | Dim to Off | Wireless Radio |  |  | TRUE |  |  |  | No | [20 empty] | TRUE |  |  | TRUE | No | [18 empty] | Horizontal |  | 2024-02-29
Horticultural | H-CQF1R55 | Lumlux Corp. | Lumlux | LFHL LED Horticultural Lighting | LFHL600T0WRD51 | 3 | TTTVWK | TRUE | Indoor (Non-stacked) | Top light | Sole-Source, Supplemental | AC | 25 | 42.95 | 3.2 |  | 5 | 46.8 in |  | 2020-12-04 |  | Horticultural Lighting Fixture | 120 | 277 | No | TRUE | 2.6 | 1610 | 0 | 1611.5 | 248 | 608 | 766 | 25 | [8 empty] | 2.6 | 1609.8 | 248.04 | 607.49 | 765.66 | 25.13 |  |  |  |  | 620 | 620 | 0 | 0.93 | 13.3 |  |  |  |  | 620.22 |  | 0.9298 | 13.3 |  | 0-10V IEC60929 Annex E | Dim to Off, Manual Dimming | Proprietary Cable Fitting |  |  | TRUE |  |  |  | No | [19 empty] | Proprietary Cable Fitting |  |  |  | TRUE | No | TRUE
Horticultural | H-D2RTCY | Thrive Agritech | Thrive Agritech | APEX LED Light Bar | APX-FS2-120 | 3 | PPPUEZ | TRUE | Indoor (Non-stacked), Indoor (Stacked), Greenhouse | Top light | Sole-Source, Supplemental | AC | 35 | 4 | 4.63 |  | 5 | 46.8 in |  | 2024-10-30 |  | Horticultural Lighting Fixture | 120 | 277 | No | TRUE | 2.23 | 674 | 67.4 | 674.1 | 106 | 271 | 297 | 19 | 693 | 2.3 | [6 empty] | 2.23 | 674 | 106 | 271 | 297 | 19 | 693 | 2.29 |  |  | 301.66 | 301.66 | 30.2 | 0.953 | 9.6 |  |  |  |  | 301.66 | 120 | 0.953 | 9.6 |  | 0-10V IEC60929 Annex E, 0-10V ANSI C137.1 (8V), 0-10V ANSI C137.1 (9V) | No | CNTRL-V2 | TRUE | TRUE | TRUE |  |  |  | No | [19 empty] | CNTRL-V2 |  |  |  |  | No | [20 empty] | 2024-10-30
Horticultural | H-G8CMJOK | Fluence Bioengineering | Fluence | VYPR 3x | VR-3X-BP6-[LVG,HVG]-[S,B] | 3 | FFFKMR | TRUE | Indoor (Non-stacked), Greenhouse | Top light | Sole-Source, Supplemental | AC | 40 | 2.91 | 3.23 |  | 5 | 24.0 in |  | 2021-05-28 |  | Horticultural Lighting Fixture | 120 | 480 | No | TRUE | 2.39 | 873 |  |  | 194 | 362 | 317 | 18 | [8 empty] | 2.39 | 873 | 194 | 362 | 317 | 18 |  |  |  |  | 365 | 362 | 1 | 0.933 | 11 |  |  |  |  | 365 | 120 | 0.93 | 11.3 |  | 0-10V Other Protocol | Dim to Off | M12 |  |  |  | TRUE |  |  | No | [19 empty] | M12 |  |  |  | TRUE | No | [18 empty] | Horizontal |  | 2024-02-29
Horticultural | H-HD46D5 | Sollum technologies | Sollum Technologies | SF-05B | SF-05B-WWX | 3 | UUUVTG | TRUE | Indoor (Non-stacked), Greenhouse | Top light | Sole-Source, Supplemental | DC | 35 | 3.82 | 5.7 |  | 5 | 27.6 in |  | 2024-09-09 |  | Horticultural Lighting Fixture | 54 | 54 | Yes | TRUE |  | 940 | 0 | 940 | 145 | 374 | 421 | 37 | 977 |  | 2.51 | 2.3 | 2.61 |  | 120 |  |  | 940 | 145 | 374 | 421 | 37 |  |  | 2.34 |  | 375 | 375 | 5 |  |  | 6.9 | 404.2 | AC-derated performance is 92.78% efficiency at 99.39% loading on a 405W power source at 277V | 1 372.7W fixtures operating at 54V Series-wired with 2.62 feet of 14 AWG cabling to a 405W power source limits cabling losses to 0.10% | 372.7 | 54 | 0.998 | 8.7 | 6.902 | Yes, proprietary protocol | Energy Monitoring, Dim to Off | Yes, proprietary connector | [6 empty] | No |  |  |  |  | Yes, proprietary protocol | [14 empty] | Yes, proprietary connector |  |  |  | TRUE | Yes | [20 empty] | 2024-09-09
Horticultural | H-HIN88FA | Lumlux Corp. | Lumlux | LFHN LED Horticultural Lighting | LFHN600T0WRD02 | 3 | TTTVWN | TRUE | Indoor (Non-stacked) | Top light | Sole-Source, Supplemental | AC | 25 | 44.08 | 2.93 |  | 5 | 42.0 in |  | 2020-12-04 |  | Horticultural Lighting Fixture | 120 | 277 | No | TRUE | 2.66 | 1683 | 0 | 1684.3 | 259 | 627 | 809 | 25 | [8 empty] | 2.66 | 1683.11 | 258.66 | 626.8 | 809.38 | 24.59 |  |  |  |  | 633 | 633.5 | 0 | 0.966 | 7.2 |  |  |  |  | 633.39 |  | 0.9655 | 7.1 |  | 0-10V IEC60929 Annex E | Dim to Off, Manual Dimming | Proprietary Cable Fitting |  |  | TRUE |  |  |  | No | [19 empty] | Proprietary Cable Fitting |  |  |  | TRUE | No | TRUE
Horticultural | H-HJPMTPU | Fluence Bioengineering | Fluence | VYPR 3p | VR-3P-BW3-[LVG,HVG]-[S,B] | 3 | WWWXTY | TRUE | Indoor (Non-stacked), Greenhouse | Top light | Sole-Source, Supplemental | AC | 35 | 0.24 | 0.27 |  | 5 | 42.0 in |  | 2020-11-18 |  | Horticultural Lighting Fixture | 120 | 480 | No | TRUE | 2.54 | 1634 |  |  | 362 | 691 | 610 | 34 | [8 empty] | 2.45 | 1577 | 335 | 658 | 584 | 34 |  |  |  |  | 641 | 641 | 1 | 0.963 | 9 |  |  |  |  | 644.3 | 120 | 0.965 | 7.7 |  | 0-10V Other Protocol | Dim to Off | M12 |  |  |  | TRUE |  |  | No | [19 empty] | M12 |  |  |  | TRUE | No | [18 empty] | Horizontal |  | 2024-02-22
Horticultural | H-HLKGCXC | Hawthorne Gardening Company | Gavita | Gavita 900e LED 120-277 V | HGC906461 | 3 | VVVZYW | TRUE | Indoor (Non-stacked), Greenhouse | Top light | Sole-Source, Supplemental | AC | 40 | 43.7 | 2.3 |  | 5 | 44.4 in |  | 2021-01-26 |  | Horticultural Lighting Fixture | 120 | 277 | No | TRUE | 2.72 | 944 |  |  | 162 | 394 | 387 | 1 | [8 empty] | 2.72 | 943.8 | 162.3 | 393.8 | 387.4 | 21.7 |  |  |  |  | 345 | 345 | 2 | 0.97 | 10 |  |  |  |  | 347.3 |  | 0.98 | 9 |  | 0-10V ANSI C137.1 (9V), 0-11.5V to adapter, 0-9V to luminaire | Dim to Off | RJ-45, RJ-9 |  | TRUE |  |  |  |  | No |  |  |  |  | 0-11.5V to adapter, 0-9V to luminaire | [10 empty] | TRUE |  |  |  | RJ-9 |  |  |  | TRUE | No | [18 empty] | Horizontal |  | 2024-02-16
Horticultural | H-I08CWNC | Acuity Brands Lighting | Verjure | Arize Life2 | VAL2 L48 BRH SEFY | 3 | TTTVVT |  | Indoor (Non-stacked), Indoor (Stacked) | Top light | Sole-Source | AC | 40 | 1.5 | 2 |  |  | 46.8 in | Model number may end in JP followed by a number to indicate packaging quantities | 2021-01-06 |  | Horticultural Lighting Fixture | 120 | 277 | No | TRUE | 2.23 | 71 |  |  | 17 | 28 | 26 | 1 | 73 | 2.27 | [6 empty] | 2.23 | 71.229 | 17.51 | 27.594 | 26.088 | 1.222 |  |  |  |  | 32 | 32 | 3.5 | 0.934 | 8.8 |  |  |  |  | 31.9 |  | 0.935 | 7.2 |  | 0-10V Other Protocol | No | Quick Disconnect |  |  |  | TRUE |  |  | No | [19 empty] | Quick Disconnect |  |  |  |  | No | [18 empty] | Horizontal |  | 2024-02-27
Horticultural | H-JQ5SKT1 | TrolMaster Agro Instruments Co., Ltd | ThinkGrow | Horticulture LED Grow Light | MODEL-H | 3 | CCCHTJ | TRUE | Indoor (Non-stacked), Indoor (Stacked), Greenhouse | Top light | Supplemental | AC | 40 | 44.6 | 1.6 |  | 5 | 45.6 in | This product has been tested with 8 light bars. Any change to number of light bars will affect QPL listed performance | 2020-06-30 |  | Horticultural Lighting Fixture | 100 | 277 | No | TRUE | 2.7 | 1749 | 0 | 1749 | 313 | 734 | 704 | 38 | [8 empty] | 2.7 | 1749 | 313 | 734 | 704 | 38 |  |  |  |  | 660 | 660 | 0 | 0.957 | 10.6 |  |  |  |  | 647.7 | 100 | 0.957 | 10.6 |  | 0-10V Other Protocol | Dim to Off | RS485 |  |  |  | TRUE |  |  | No | [19 empty] | RS485 |  |  |  | TRUE | No | [20 empty] | 2024-06-28
Horticultural | H-MS358BJ | Acuity Brands Lighting | Verjure | Arize Life2 | VAL2 L48 PUB SEFY | 3 | TTTVVT |  | Indoor (Non-stacked), Indoor (Stacked) | Top light | Sole-Source | AC | 40 | 1.5 | 2 |  |  | 46.8 in | Model number may end in JP followed by a number to indicate packaging quantities | 2021-01-06 |  | Horticultural Lighting Fixture | 120 | 277 | No | TRUE | 3.06 | 99 |  |  | 21 | 0 | 78 | 0 | 99 | 3.06 | [6 empty] | 3.04 | 97.952 | 20.929 | 0.18 | 76.834 | 0.121 |  |  |  |  | 32 | 32 | 3.5 | 0.94 | 8.7 |  |  |  |  | 32.17 |  | 0.936 | 7 |  | 0-10V Other Protocol | No | Quick Disconnect |  |  |  | TRUE |  |  | No | [19 empty] | Quick Disconnect |  |  |  |  | No | [18 empty] | Horizontal |  | 2024-02-27
Horticultural | H-O8F91WQ | SINOWELL INC | FLEXSTAR | Electronic horticultural LED fixture | FLEXSTAR 645W PRO | 3 | CCCHTS | TRUE | Indoor (Non-stacked), Indoor (Stacked), Greenhouse | Top light | Sole-Source, Supplemental | AC | 35 | 43.6 | 2.63 |  | 5 | 49.2 in |  | 2020-06-01 |  | Horticultural Lighting Fixture | 208 | 277 | No | TRUE | 2.69 | 1739 | 0 | 1739 | 383 | 710 | 646 | 38 | [8 empty] | 2.69 | 1739 | 382 | 710 | 646 | 38 |  |  |  |  | 645 | 645 | 0 | 0.9 | 20 |  |  |  |  | 646.8 | 208 | 0.973 | 8.1 |  | 0-10V IEC60929 Annex E, 0-10V ANSI C137.1 (8V), 0-10V ANSI C137.1 (9V), 0-10V Other Protocol, Knob Dimming | Dim to Off, Manual Dimming | RJ-11, RJ-12 | TRUE | TRUE | TRUE | TRUE |  |  | No |  |  |  |  | Knob Dimming | [7 empty] | TRUE | TRUE | [9 empty] | TRUE | No | TRUE
Horticultural | H-OLS58PJ | FOHSE INC | FOHSE | F1V 1000W 277V | F1V 1000W 277V | 3 | WWWXTK | TRUE | Indoor (Non-stacked) | Top light | Sole-Source | AC | 40 | 45.5 | 5 |  | 5 | 42.0 in |  | 2021-04-26 |  | Horticultural Lighting Fixture | 100 | 277 | No | TRUE | 2.6 | 2600 |  |  | 381 | 940 | 1279 | 123 | [8 empty] | 2.56 | 2635 | 386 | 953 | 1296 | 124 |  |  |  |  | 1000 | 1000 | 0 | 0.996 | 5 |  |  |  |  | 1030 | 120 | 0.973 | 7.6 |  | 0-10V IEC60929 Annex E | Dim to Off | Terminal Block |  |  | TRUE |  |  |  | No | [18 empty] | TRUE |  |  |  |  | TRUE | No | [18 empty] | Horizontal |  | 2024-02-29
Horticultural | H-ORTW21C | Acuity Brands Lighting | Verjure | Arize Life2 | VAL2 L96 PKB SEFY | 3 | TTTVVT |  | Indoor (Non-stacked), Indoor (Stacked) | Top light | Sole-Source | AC | 40 | 1.5 | 2 |  |  | 94.8 in | Model number may end in JP followed by a number to indicate packaging quantities | 2021-04-13 |  | Horticultural Lighting Fixture | 120 | 277 | No | TRUE | 2.83 | 184 |  |  | 35 | 25 | 124 | 1 | 185 | 2.85 | [6 empty] | 2.83 | 183.036 | 34.295 | 25.05 | 123.649 | 1.078 |  |  |  |  | 65 | 65 | 7 | 0.937 | 8.3 |  |  |  |  | 64.56 |  | 0.935 | 7.3 |  | 0-10V Other Protocol | No | Quick Disconnect |  |  |  | TRUE |  |  | No | [19 empty] | Quick Disconnect |  |  |  |  | No | [18 empty] | Horizontal |  | 2024-02-27
Horticultural | H-P8P091G | Fluence Bioengineering | Fluence | VYPR 2p | VR-2P-I-[1,6]-[06,15]-[N5P,N6P,L7P,PTP]-[03,06]-[S,U,P]-[S,B20] | 3 | FFFKLX | TRUE | Indoor (Non-stacked), Greenhouse | Top light | Sole-Source, Supplemental | AC | 35 | 2.91 | 3.29 |  | 5 | 46.8 in |  | 2019-04-26 |  | Horticultural Lighting Fixture | 120 | 480 | No | TRUE | 2.44 | 1611 |  |  | 293 | 667 | 651 | 41 | 1652 | 2.5 | [6 empty] | 2.44 | 1611 | 293 | 667 | 651 | 41 | 1652 | 2.5 |  |  | 661 | 661 | 0 | 0.966 | 7.6 |  |  |  |  | 661.3 | 120 | 0.966 | 7.6 |  | 0-10V Other Protocol | Dim to Off | M12 |  |  |  | TRUE |  |  | No | [19 empty] | M12 |  |  |  | TRUE | No | [18 empty] | Horizontal |  | 2024-02-14
Horticultural | H-PWP3T6T | Fluence Bioengineering | Fluence | VYPR 3x | VR-3X-BP8-[LVG,HVG]-[S,B] | 3 | FFFKMR | TRUE | Indoor (Non-stacked), Greenhouse | Top light | Sole-Source, Supplemental | AC | 40 | 2.91 | 3.23 |  | 5 | 24.0 in |  | 2021-05-28 |  | Horticultural Lighting Fixture | 120 | 480 | No | TRUE | 2.85 | 1035 |  |  | 72 | 113 | 850 | 8 | 1043 | 2.87 | [6 empty] | 2.85 | 1035 | 72 | 113 | 850 | 8 | 1043 | 2.87 |  |  | 363 | 363 | 1 | 0.934 | 11 |  |  |  |  | 362.9 | 120 | 0.934 | 11 |  | 0-10V Other Protocol | Dim to Off | M12 |  |  |  | TRUE |  |  | No | [19 empty] | M12 |  |  |  | TRUE | No | [18 empty] | Horizontal |  | 2024-02-29
Horticultural | H-R0JD0X8 | Acuity Brands Lighting | Verjure | Arize Life2 | VAL2 L48 PPV SEFY | 3 | TTTVVT |  | Indoor (Non-stacked), Indoor (Stacked) | Top light | Sole-Source | AC | 40 | 1.5 | 2 |  |  | 46.8 in | Model number may end in JP followed by a number to indicate packaging quantities | 2021-01-06 |  | Horticultural Lighting Fixture | 120 | 277 | No | TRUE | 2.94 | 93 |  |  | 31 | 0 | 62 | 0 | 93 | 2.95 | [6 empty] | 2.94 | 93.414 | 31.41 | 0.206 | 61.789 | 0.115 |  |  |  |  | 32 | 32 | 3.5 | 0.934 | 8.4 |  |  |  |  | 31.77 |  | 0.927 | 6.8 |  | 0-10V Other Protocol | No | Quick Disconnect |  |  |  | TRUE |  |  | No | [19 empty] | Quick Disconnect |  |  |  |  | No | [18 empty] | Horizontal |  | 2024-02-27
Horticultural | H-T98HKV7 | Agrify | AGRIFY | Model O Premium | AOPR8FT250AUNVG1044 | 3 | UUUVUS | TRUE | Indoor (Non-stacked), Indoor (Stacked) | Intra-canopy | Sole-Source, Supplemental | AC | 40 | 2.8 | 3.1 |  | 5 | 92.4 in |  | 2024-08-19 |  | Horticultural Lighting Fixture | 120 | 277 | No | TRUE | 2.39 | 229 | 0 | 229.4 | 35 | 87 | 110 | 6 | [8 empty] | 2.39 | 229 | 34 | 87 | 110 | 6 |  |  |  |  | 96.2 | 96.2 | 0 | 0.996 | 8.4 |  |  |  |  | 96.15 | 120 | 0.996 | 8.4 |  | 0-10V Other Protocol | Dim to Off | RJ-14 |  |  |  | TRUE |  |  | No | [14 empty] | TRUE | [8 empty] | TRUE | No | [18 empty] | Horizontal |  | 2024-08-19
Horticultural | H-T9K3I7X | GrowGeneration Corp | iON LED | Horticultural Luminaire | ionLED 19879 FSG 25 D1 | 3 | CCCHTK | TRUE | Indoor (Non-stacked), Indoor (Stacked), Greenhouse | Top light, Intra-canopy | Sole-Source, Supplemental | AC | 45 | 47 | 2.83 |  | 5 | 46.8 in |  | 2021-03-04 |  | Horticultural Lighting Fixture | 120 | 277 | No | TRUE | 2.5 | 1835 |  |  | 329 | 784 | 722 | 59 | [8 empty] | 2.5 | 1834.71 | 329.21 | 783.49 | 722.01 | 58.6 |  |  |  |  | 733 | 733 | 73.3 | 0.974 | 6.3 |  |  |  |  | 732.9 |  | 0.974 | 6.3 |  | 0-10V IEC60929 Annex E | Dim to Off | RJ-12 |  |  | TRUE |  |  |  | No | [13 empty] | TRUE | [9 empty] | TRUE | No | [20 empty] | 2024-02-26
Horticultural | H-TB7V71T | Fluence Bioengineering | Fluence | VYPR 3p | VR-3P-BW4-[LVG,HVG]-[S,B] | 3 | WWWXTY | TRUE | Indoor (Non-stacked), Greenhouse | Top light | Sole-Source, Supplemental | AC | 35 | 0.24 | 0.27 |  | 5 | 42.0 in |  | 2020-11-23 |  | Horticultural Lighting Fixture | 120 | 480 | No | TRUE | 2.5 | 1634 |  |  | 303 | 671 | 660 | 39 | [8 empty] | 2.42 | 1559 | 282 | 643 | 633 | 39 |  |  |  |  | 641 | 641 | 1 | 0.963 | 9 |  |  |  |  | 644.3 | 120 | 0.965 | 7.8 |  | 0-10V Other Protocol | Dim to Off | M12 |  |  |  | TRUE |  |  | No | [19 empty] | M12 |  |  |  | TRUE | No | [18 empty] | Horizontal |  | 2024-02-22
Horticultural | H-V6PY4M5 | Huizhou Hong Rui Photoelectric Technology Limited Company | Hong Rui | PL-V1-B-630-A-JB-H-[SL;BK;WT;GN]-840-F4 | PL-V1-B-630-A-JB-H-[SL;BK;WT;GN]-840-F4 | 3 | CCCHTG |  | Indoor (Non-stacked) | Top light | Sole-Source | AC | 40 | 41.9 | 4.4 |  |  | 44.4 in |  | 2021-05-31 |  | Horticultural Lighting Fixture | 120 | 277 | No | TRUE | 2.59 | 1624 |  |  | 310.9 | 665.6 | 649.6 | 34.05 | [8 empty] | 2.591 | 1624 | 310.9 | 665.6 | 649.6 | 34.05 |  |  |  |  | 627 | 627 | 0 | 0.99 | 4 |  |  |  |  | 627.1 |  | 0.99 | 4 |  | 0-10V IEC60929 Annex E | Dim to Off, Manual Dimming | RJ-11 |  |  | TRUE |  |  |  | No | [12 empty] | TRUE | [10 empty] | TRUE | No | TRUE | [17 empty] | Horizontal |  | 2024-02-08
Horticultural | H-WJE18A | P.L. Light Systems Canada Inc. | ParFX | ParFX Ultra Plus | ParFX Ultra Plus R95:B5 | 3 | IIIOSV | TRUE | Indoor (Non-stacked), Indoor (Stacked), Greenhouse | Top light | Sole-Source, Supplemental | AC | 35 | 13.98 | 4.13 |  | 5 | 22.8 in |  | 2023-11-30 |  | Horticultural Lighting Fixture | 277 | 400 | No | TRUE | 3.84 | 3996 | 0 | 3996.3 | 182 | 4 | 3811 | 23 | [8 empty] | 3.84 | 3996 | 182 | 4 | 3811 | 23 |  |  |  |  | 1041 | 1041 | 0 | 0.996 | 8 |  |  |  |  | 1041 | 277 | 0.996 | 7.9 |  | 0-10V Other Protocol | Dim to Off | LLT-M12-10002M2841 |  |  |  | TRUE |  |  | No | [19 empty] | LLT-M12-10002M2841 |  |  |  | TRUE | No | [20 empty] | 2023-11-30
Horticultural | H-WOATG2 | Fluence Bioengineering | Fluence | SPYDR | SR-2X47-I-[HV,HVG]-[Blank,XXX]-[S,B,R] | 3 | WWWXUH |  | Indoor (Non-stacked), Indoor (Stacked) | Top light | Sole-Source | AC | 35 | 42.8 | 4 |  |  | 46.8 in |  | 2019-04-26 |  | Horticultural Lighting Fixture | 277 | 480 | No | TRUE | 2.51 | 880 |  |  | 148 | 352 | 380 | 25 | 905 | 2.58 | [16 empty] | 351 | 337 | 1 | 0.955 | 6.2 | [9 empty] | 0-10V Other Protocol | Dim to Off | M12 |  |  |  | TRUE |  |  | No | [19 empty] | M12 |  |  |  | TRUE | No | [18 empty] | Horizontal |  | 2024-02-28
Horticultural | H-WXK5Y3 | FloraFlex Corp. | FloraFlex | Full Spectrum High PPE 1200W LED grow light | FLL-12601 | 3 | UUUVFB | TRUE | Indoor (Stacked), Greenhouse | Top light, Intra-canopy | Sole-Source, Supplemental | AC | 45 | 44.1 | 4 |  | 5 | 46.8 in |  | 2023-02-22 |  | Horticultural Lighting Fixture | 120 | 277 | No | TRUE | 2.9 | 3584 | 358.4 | 3584 | 725 | 1429 | 1432 | 86 | [8 empty] | 2.9 | 3584 | 725 | 1429 | 1432 | 86 |  |  |  |  | 1200 | 1200 | 120 | 0.972 | 6.3 |  |  |  |  | 1236.4 | 240 | 0.972 | 6.3 |  | 0-10V IEC60929 Annex E | No | RJ-45 |  |  | TRUE |  |  |  | No | [15 empty] | TRUE | [8 empty] | No | [20 empty] | 2024-05-30
Horticultural | H-X1IHVSP | All purpose LED Grow Lights international ltd | AELIUS LED | Aelius 300 XR | APGL-AELIUS-3-I-1-M-NL | 3 | NNNPCR | TRUE | Indoor (Non-stacked), Indoor (Stacked), Greenhouse | Top light, Intra-canopy | Sole-Source, Supplemental | AC | 35 | 3.74 | 3.29 |  | 5 | 39.6 in |  | 2021-02-28 |  | Horticultural Lighting Fixture | 220 | 277 | No | TRUE | 3.03 | 962 | 0 | 961.6 | 177 | 335 | 449 | 14 | [8 empty] | 3.03 | 962 | 177 | 335 | 449 | 14 |  |  |  |  | 317 | 317 | 0 | 0.986 | 6.5 |  |  |  |  | 317 | 220 | 0.965 | 8.6 |  | 0-10V Other Protocol, PWM | Dim to Off | RJ-12 |  |  |  | TRUE |  |  | No |  |  |  |  | PWM | [8 empty] | TRUE | [9 empty] | TRUE | No | [20 empty] | 2024-04-23
Horticultural | H-YDF7F4C | Fluence Bioengineering | Fluence | VYPR 2p | VR-2P-G-[1,6]-[06,15]-[N5P,N6P,L7P,PTP]-[03,06]-[S,U,P]-[S,B20] | 3 | FFFKLX | TRUE | Indoor (Non-stacked), Greenhouse | Top light | Sole-Source, Supplemental | AC | 35 | 2.91 | 3.29 |  | 5 | 46.8 in |  | 2019-04-26 |  | Horticultural Lighting Fixture | 120 | 480 | No | TRUE | 2.42 | 1591 |  |  | 337 | 672 | 582 | 35 | 1625 | 2.47 | [6 empty] | 2.42 | 1591 | 337 | 672 | 582 | 35 | 1625 | 2.47 |  |  | 657 | 657 | 0 | 0.96 | 7 |  |  |  |  | 657.2 | 120 | 0.96 | 7.4 |  | 0-10V Other Protocol | Dim to Off | M12 |  |  |  | TRUE |  |  | No | [19 empty] | M12 |  |  |  | TRUE | No | [18 empty] | Horizontal |  | 2024-02-14
Horticultural | H-YKSS7M3 | Acuity Brands Lighting | Verjure | Arize Life2 | VAL2 L96 PPV SEFY | 3 | TTTVVT |  | Indoor (Non-stacked), Indoor (Stacked) | Top light | Sole-Source | AC | 40 | 1.5 | 2 |  |  | 94.8 in | Model number may end in JP followed by a number to indicate packaging quantities | 2021-05-07 |  | Horticultural Lighting Fixture | 120 | 277 | No | TRUE | 2.99 | 190 |  |  | 65 | 0 | 125 | 0 | 191 | 3 | [6 empty] | 2.98 | 189.431 | 64.161 | 0.401 | 124.852 | 0.211 |  |  |  |  | 64 | 64 | 7 | 0.935 | 9.2 |  |  |  |  | 63.6 |  | 0.927 | 7.7 |  | 0-10V Other Protocol | No | Quick Disconnect |  |  |  | TRUE |  |  | No | [19 empty] | Quick Disconnect |  |  |  |  | No | [18 empty] | Horizontal |  | 2024-02-27
Horticultural | H-ZT2N05 | Thrive Agritech | Thrive Agritech | Pinnacle LED | PCL-600W-FS2 | 3 | FFFKSD | TRUE | Indoor (Non-stacked), Indoor (Stacked), Greenhouse | Top light | Sole-Source, Supplemental | AC | 35 | 5.63 | 3.25 |  | 5 | 33.6 in |  | 2024-10-25 |  | Horticultural Lighting Fixture | 120 | 277 | No | TRUE | 2.3 | 1384 | 138.4 | 1384.3 | 226 | 535 | 622 | 34 | 1417 | 2.36 | [6 empty] | 2.3 | 1384 | 226 | 535 | 622 | 34 | 1417 | 2.36 |  |  | 601.7 | 601.7 | 60.2 | 0.987 | 7.5 |  |  |  |  | 601.7 | 120 | 0.987 | 7.5 |  | 0-10V IEC60929 Annex E, 0-10V ANSI C137.1 (8V), 0-10V ANSI C137.1 (9V) | No | Thrive Agritech Controller p/n CNTRL-V2 | TRUE | TRUE | TRUE |  |  |  | No | [19 empty] | Thrive Agritech Controller p/n CNTRL-V2 |  |  |  |  | No | [20 empty] | 2024-10-25
Horticultural | H-0005024 | HongYi Lighting Limited | HONGYI | Horticultural lighting | GL-L7008A6-630W-120 | 3 | EEEGNK |  | Indoor (Non-stacked), Indoor (Stacked), Greenhouse | Top light | Sole-Source, Supplemental | AC | 40 | 41.7 | 4.5 |  | 5 | 45.6 in |  | 2022-01-14 |  | Horticultural Lighting Fixture | 120 | 277 | No | TRUE | 2.6 | 1663 |  |  | 316 | 699 | 649 | 35 | [18 empty] | 642.3 | 642.3 | 0 | 0.964 | 1.2 | [9 empty] | 0-10V IEC60929 Annex E | Dim to Off, Manual Dimming | RJ-14 |  |  | TRUE |  |  |  | No | [14 empty] | TRUE | [8 empty] | TRUE | No | TRUE | [19 empty] | 2024-02-07
Horticultural | H-0005026 | HongYi Lighting Limited | HONGYI | Horticultural lighting | GL-L7008A6-720W-120 | 3 | EEEGNK | TRUE | Indoor (Non-stacked), Indoor (Stacked), Greenhouse | Top light | Sole-Source, Supplemental | AC | 40 | 41.7 | 4.5 |  | 5 | 45.6 in |  | 2022-01-14 |  | Horticultural Lighting Fixture | 120 | 277 | No | TRUE | 2.5 | 1837 |  |  | 354 | 771 | 713 | 39 | [8 empty] | 2.5 | 1837 | 354 | 771 | 713 | 39 |  |  |  |  | 733.8 | 733.8 | 0 | 0.959 | 1.6 |  |  |  |  | 733.8 | 120 | 0.998 | 1.6 |  | 0-10V IEC60929 Annex E | Dim to Off, Manual Dimming | RJ-14 |  |  | TRUE |  |  |  | No | [14 empty] | TRUE | [8 empty] | TRUE | No | TRUE | [19 empty] | 2024-02-07
Horticultural | H-0005027 | HongYi Lighting Limited | HONGYI | Horticultural lighting | GL-L7008A6-720W-480 | 3 | EEEGNK |  | Indoor (Non-stacked), Indoor (Stacked), Greenhouse | Top light | Sole-Source, Supplemental | AC | 40 | 41.7 | 4.5 |  | 5 | 45.6 in |  | 2022-01-14 |  | Horticultural Lighting Fixture | 277 | 480 | No | TRUE | 2.6 | 1842 |  |  | 357 | 771 | 714 | 40 | [18 empty] | 723.3 | 723.3 | 0 | 0.959 | 1 | [9 empty] | 0-10V IEC60929 Annex E | Dim to Off, Manual Dimming | RJ-14 |  |  | TRUE |  |  |  | No | [14 empty] | TRUE | [8 empty] | TRUE | No | TRUE | [19 empty] | 2024-02-07
Horticultural | H-97NUO3 | Shenzhen Enlite Energy Technology Co., Ltd | Enlite | Top Light 330W | 001-TL330305312-00 | 3 | NNNPIV | TRUE | Indoor (Non-stacked) | Top light | Sole-Source, Supplemental | AC | 40 | 3.2 | 5.4 |  | 5 | 24.0 in |  | 2022-08-22 |  | Horticultural Lighting Fixture | 110 | 277 | No | TRUE | 2.41 | 796 | 0 | 796.2 | 131 | 326 | 340 | 21 | [8 empty] | 2.41 | 796 | 131 | 326 | 340 | 21 |  |  |  |  | 330 | 330 | 0 | 0.98 | 8.2 |  |  |  |  | 330.2 | 120 | 0.98 | 8.2 |  | 0-10V IEC60929 Annex E | Dim to Off | RJ-11 |  |  | TRUE |  |  |  | No | [12 empty] | TRUE | [10 empty] | TRUE | No | [20 empty] | 2024-05-23
Horticultural | H-CMGL9I | Shenzhen Enlite Energy Technology Co., Ltd | Enlite | Flora 260W | 001-FL260305312-00 | 3 | NNNPIW | TRUE | Indoor (Non-stacked) | Top light | Sole-Source, Supplemental | AC | 40 | 19 | 2 |  | 5 | 44.4 in |  | 2021-02-20 |  | Horticultural Lighting Fixture | 110 | 277 | No | TRUE | 2.42 | 647 | 0 | 646.5 | 104 | 266 | 278 | 16 | [8 empty] | 2.42 | 647 | 104 | 266 | 278 | 16 |  |  |  |  | 260 | 260 | 0 | 0.961 | 9.9 |  |  |  |  | 267.1 | 277 | 0.961 | 9.9 |  | 0-10V IEC60929 Annex E | Dim to Off | RJ-11 |  |  | TRUE |  |  |  | No | [12 empty] | TRUE | [10 empty] | TRUE | No | [20 empty] | 2024-05-23
Horticultural | H-DXZ5UM | Shenzhen Enlite Energy Technology Co., Ltd | Enlite | TL 840W | 001-TL840277300-00 | 3 | IIIOPI | TRUE | Indoor (Non-stacked) | Top light | Sole-Source, Supplemental | AC | 45 | 13.9 | 9.25 |  | 5 | 32.4 in |  | 2022-10-07 |  | Horticultural Lighting Fixture | 100 | 277 | No | TRUE | 2.65 | 2256 | 0 | 2256 | 402 | 973 | 884 | 43 | [8 empty] | 2.65 | 2256 | 402 | 973 | 884 | 43 |  |  |  |  | 840 | 840 | 0 | 0.967 | 7.9 |  |  |  |  | 851.5 | 277 | 0.967 | 7.9 |  | 0-10V IEC60929 Annex E | Dim to Off | RJ-11 |  |  | TRUE |  |  |  | No | [12 empty] | TRUE | [10 empty] | TRUE | No | [20 empty] | 2024-05-20
C | H-Z4M918Q | Longhorn Intelligent Tech Co., Ltd | Longhorn | SSL1-44-660W-GH-XX | SSL1-44-660W-GH-XX | 3 | IIIONH | TRUE | Indoor (Non-stacked), Greenhouse | Top light | Sole-Source, Supplemental | AC | 40 | 41.89 | 4.49 |  | 5 | 44.4 in |  | 2019-12-05 |  | Horticultural Lighting Fixture | 100 | 277 | No | TRUE | 2.2 | 1452 | 0 | 1452 | 200 | 583 | 613 | 40 | [8 empty] | 2.22 | 1383 | 200 | 582 | 613 | 40 |  |  |  |  | 660 | 660 | 0 | 0.99 | 5 |  |  |  |  | 623 | 120 | 0.952 | 8 |  | 0-10V Other Protocol | No | M12 port |  |  |  | TRUE |  |  | No | [19 empty] | M12 port |  |  |  |  | No | [20 empty] | 2024-06-12